## Anaesthesia
Category | Item Name | Pack Size
Accessories | Full body/multi access blanket (Pediatric) compatible with patient warming system (Covidien) | Piece
| Full body/multi access blanket (Adult) compatible with patient warming system (Covidien) | Piece
| Fibreoptic intubation scope Set (KARL STORZ) | Heading
| Manikin, Airway simulator: Head and neck with thyroid cartilage and bronchial tree fixed to base; Exchangeable skin and thyroid cartilage; Carina with balloons/bronchial tree (Standard Brands: Ambu) | Set
| Fibreoptic intubation scope (Pediatric), Flexible: 2.8 x 65, eyepiece version with suction valve; Deflection up/down: 140°/140°, direction of view 0°, angle of view 120°, working length 65cm, total length 98cm; Working channel inner diameter 1.5 mm; Distal tip outer diameter 3.7 mm for use with LED battery light sources; one- chip Camera head and fibre optic light cables; Power Supply : 230V ± 6% , 50 Hz ± 1 % ; Power cord with 3 round pin top; Accessories: Case, pressure compensation caps, leakage tester, tube holder, cleaning brush, irrigation adaptor, suction valve, bronchoscope insertion endotracheal tubes size 4.5mm, LED battery light source. | Set
| Fibreoptic intubation scope (Neonate), Flexible: 2.8 x 65, eyepiece version with suction valve; Deflection up/down: 140°/140°, direction of view 0°, angle of view 120°, working length 65cm, total length 93cm; Working channel inner diameter 1.2 mm; Distal tip outer diameter 2.8 mm for use with LED battery light sources; one- chip Camera head and fibre optic light cables; Power Supply : 230V ± 6% , 50 Hz ± 1 % ; Power cord with 3 round pin top; Accessories: Case, pressure compensation caps, leakage tester, tube holder, cleaning brush, irrigation adaptor, suction valve, bronchoscope insertion endotracheal tubes size 3.5mm, LED battery light source. | Set
Accessories for Medical Cylinders | Regulator for Nitrous oxide cylinder : D type | Piece
| Regulator for Oxygen cylinder : D types of Cylinders for Anesthesia | Piece
| Regulator with Flow Meter & Humidifier Chamber for Oxygen cylinder : B/D types of Cylinders | Piece
| Key and Wrench for Nitrous oxide cylinder: B & D-Type | Piece
| Key and Wrench for Oxygen cylinder : B & D-Type | Piece
| Oxygen key: For A type of oxygen cylinders | Piece
| High pressure nitrous oxide tubing : For extended connection from Nitrous oxide cylinder to Anesthesia Machine. 5 metre length | Piece
| High pressure oxygen tubing : For extended connection from Oxygen cylinder to Anesthesia Machine. 5 metre length | Piece
Biteblock | Biteblock : Autoclavable- size 1 length 2.5 cm | Piece
| Biteblock : Autoclavable- size 3 length 3 cm | Piece
| Biteblock : Autoclavable- size 5 length 3.5 cm | Piece
Breathing Bag/Reservoir Bag | Breathing Bags (Latex Free) : 0.5L breathing bag, latex free, 22F connector, not sterile | Piece
| Breathing Bags (Latex Free) : 1L breathing bag, latex free, 22F connector, not sterile | Piece
| Breathing Bags (Latex Free) : 2L breathing bag, latex free, 22F connector, not sterile | Piece
Breathing Circuit | 22 mm adult breathing circuit : Corrugated, flexible and lightweight tubing, 150 cm, 22F-22F ventilator connections, parallel Y piece ports, 90 degree angled elbow with capno port, 22M/15F patient connections, straight connector 22M-22M/19F, sterile (PP/PE material), should have extension tube for reservior bag connection | Set
| 15 mm pediatric breathing circuit : 100 cm, 22F-22F ventilator connections, Y piece port, 90' angled elbow with capno port, 22M/15F patient connections, sterile. (PP/PE material), should have extension tube for reservior bag connection | Set
| Jackson REES breathing system : Corrugated, flexible, lightweight, fresh gas corrugated tube 180 cm, vertical gas inlet, 22M/15F angled patient connections with capno port, 15M ventilator connection, tube 50 cm with 22M connector, 1/2 lt open latex free bag, not sterile. | Set
| T-piece for ICU and recovery | Set
| Mapleson D - Bains circuit : 22 mm Adult PE Anesthesia circuit, 198 cm, 22M/15F patient connection, 90 angled elbow at patient side, vertical gas inlet, APL valve with 2 liter bag, tube length 200 - 250 cm. Fresh gas inlet at patient end. | Set
Breathing System Bacterial/Viral Filter for Ventilator | 15 mm pediatric breathing circuit : MRI COMPATIBLE 300 cm, 22F-22F ventilator connections, Y piece port, 90' angled elbow with capno port, 22M/15F patient connections, not sterile. (PP/PE material) | Set
| Breathing System Filter for anesthesia circuit (Adult) : Filter material: Pleated hydrophobic membrane. Liquid borne bacterial/viral removal efficiency: 100%. Air borne bacterial/viral removal efficiency: >99.99%. Connections: Patient side 15 mm ID and 22 mm OD, breathing system side 15 mm OD 22 mm ID. Filter Volume and filter weight: Low filter volume and low weight. Construction: Transparent, non-conductive material. Port: CO2 monitoring port. (for OT only) | Set
| Breathing System Filter for anesthesia circuit (pediatric) : Filter material: Pleated hydrophobic membrane. Liquid borne bacterial/viral removal efficiency: 100%. Air borne bacterial/viral removal efficiency: >99.99%. Connections: Patient side 15 mm ID and 22 mm OD, breathing system side 15 mm OD 22 mm ID. Filter Volume and filter weight: Low filter volume and low weight. Construction: Transparent, non-conductive material. Port: CO2 monitoring port. (for OT only) | Piece
| 22 mm adult breathing circuit :MRI COMPATIBLE Corrugated, flexible and lightweight tubing,300cm, 22F-22F ventilator connections, parallel Y piece ports, 90'angled elbow with capno port, 22M/15F patient connections, straight connector 22M-22M/19F, not sterile (PP/PE m | Set
| HMEF Filter for icu - Adult : 100% bacterial Viral Efficiency, HME Membrane with CO2 port, 22M/15F ISO Connectors. (single use) ( for ICU only) | Piece
| HMEF Filter for ICU - Pediatric : 100% bacterial Viral Efficiency, HME Membrane with CO2 port, 22M/15F ISO Connectors.(single use) ( for ICU only) | Piece
| HMEF Filter - Neonate: 100% Bacterial Viral Efficiency, HME Membrane with CO2 port, 22M/15F connector.(single use) ( for ICU only) | Piece
| 10 mm neonate breathing circuit: MRI COMPATIBLE Disposable, lightweight,300cm, angled Y piece with Luer lock (capnoport) .22mm connectors | Set
| 10 mm neonate breathing circuit: Disposable, lightweight,100cm, angled Y piece with Luer lock (capnoport).22mm connectors | Set
Carts and Trolleys | Patient transfer sliding board: Easy move or pat-slide; Full body length; Capacity 200kg patient; with smooth edges | Piece
| Trolley, Recovery: Light weight; Swing type side rail protector; Provision for IV stand, Oxygen cylinder cage; Adjustable back rest lifting 0-80o; Adjustable height and facility to put in in head up 45o and trendelenberg position; SS Frame; Four antistatic castor and lockable wheel; Foam mattress covered with synthetic leather | Set
| Cart, Anaesthesia: Tubular framework, 6 removable bins, two lockable storage units with three drawers each with adjustable compartment inside, each cylinder carrier, SS saline rod, mounted on DB castor, two brake provision | Set
Central Venous Catheter | Single lumen Central venous catheter : 2.5F, 22G, 60 - 100 mm catheter lendth | Set
| Triple lumen central venous cather sets : 5F, 20G x 100 - 150 mm catheter length. | Set
| Single lumen Central venous catheter : 3F, 22G, 100-150 mm catheter lendth | Set
| Double lumen central venous cather sets : 4F, 20G, 100- 150mm catheter length. | Set
| CVP Line cava fix 45 cm | Set
| CVP Line cava fix 70 cm | Set
| CVP manometer : With connector (sterile) | Set
| Triple lumen central venous cather sets : 7F, 18G x 150 - 200 mm catheter length. | Set
Close Suction System, Replaceable Catheters, Endotracheal Length, MDI Port | Close Suction System, Replaceable Catheters, Endotracheal Length, MDI Port Size: 10Fr/Ch | Piece
| Close Suction System, Replaceable Catheters, Endotracheal Length, MDI Port Size: 12Fr/Ch | Piece
| Close Suction System, Replaceable Catheters, Endotracheal Length, MDI Port Size: 14Fr/Ch | Piece
| Close Suction System, Replaceable Catheters, Endotracheal Length, MDI Port Size: 16Fr/Ch | Piece
| Close Suction System, Replaceable Catheters, Endotracheal Length, MDI Port Size: 18Fr/Ch | Piece
| Close Suction System, Replaceable Catheters, Endotracheal Length, MDI Port Size: 6Fr/Ch | Piece
| Close Suction System, Replaceable Catheters, Endotracheal Length, MDI Port Size: 8Fr/Ch | Piece
Connectors | Disposable straight connector 22M-22F/15F | Piece
| Male luer lock to female connector | Piece
| Disposable straight connector 22F-22F | Piece
| Disposable straight connector 22M/15F-22M/15F | Piece
| Male to male luer lock connector | Piece
Consumables | Endotracheal tube, Flexometalic, Cuffed Size 4.5mm | Piece
| Cricothyrotomy set, Emergency With ultra-thin cuff, Disposible syringe, Catheter mount or connector to breathing circuit and strap (harness) to secure the tube Size I.D 4mm, Adult | Set
| Airway, Laryngeal mask, Reusable (Curved/classic) with apparture bar Size 1.5 | Piece
| RAE tube, PVC, Micro-cuffed, Oral Size 3mm | Piece
| Microlaryngeal Cuffed ET Tube size 5mm ID,marking till 23 cm , latex free, DOP free, clear tube marking, x ray line, made of thermosensitive PVC, siliconized, transparent, murphy eye, cuffed high volume, low pressure | Piece
| Airway, Laryngeal mask, Reusable (Curved/classic) with apparture bar Size 1 | Piece
| Microlaryngeal Cuffed ET Tube size 6mm ID,marking till 23 cm , latex free, DOP free, clear tube marking, x ray line, made of thermosensitive PVC, siliconized, transparent, murphy eye, cuffed high volume, low pressure. | Piece
| Airway, Oropharyngeal Size 0 | Piece
| Microlaryngeal Cuffed ET Tube size 4mm ID, marking till 23cm, latex free, DOP free, clear tube marking, x ray line, made of thermosensitive PVC, siliconized, transparent, murphy eye, cuffed high volume, low pressure. | Piece
| Nasopharyngeal airway 20Fr: Latex free, soft PVC with bevel edge, Size marking on flange and thin wall to allow catheter | Piece
| Breathing System Filter for anaesthesia circuit, Paediatric: Pleated hydrophobic membrane filter; Liquid borne bacterial/viral removal efficiency: 100%; Air borne bacterial/viral removal efficiency: >99.99%; Connections: Patient side 15mm I.D and 22mm O.D, and breathing system side, 15mm O.D and 22mm I.D; Tidal volume 75-250mL; Pressure resistance: 20L PM: <0.2KPA; Compressible volume 20mL; Low weight; Construction: transparent, non-conductive material; Port: CO2 monitoring port | Piece
| Infant/Child immobilizer compatible with MRI: Air tight chambered bag filled with tiny, evenly spaced beads with straps to secure patient and hook to a pump to evacuate air; Back should become rigid without squeezing or applying pressure; Valve to allow back to refill with air to allow undoing of straps at end of preocedure; Infants and child head coils; Reusable; Easy to disinfect; Removable safe bag in emergency Accessories : Foam insert; plexiglas base; head restrain, body wrap with arm strap, leg straps, manual pump and hose safe for MRI | Set
| Nasopharyngeal airway, 34Fr: Latex free, soft PVC with bevel edge, Size marking on flange and thin wall to allow catheter | Piece
| RAE tube, PVC or Polyurethane, Cuffed, Oral, Size 4.5mm | Piece
| Stylet, Size O.D 3Fr | Piece
| RAE tube, PVC or Polyurethane, Micro-cuffed, Nasal, Size 2mm, Smooth, soft and pliable cuff for easy sliding for intubation and extubation. | Piece
| RAE tube, PVC or Polyurethane, Micro-cuffed, Nasal, Size 5.5mm, Smooth, soft and pliable cuff for easy sliding for intubation and extubation. | Piece
| RAE tube, PVC or Polyurethane, Micro-cuffed, Nasal, Size 4 mm, Smooth, soft and pliable cuff for easy sliding for intubation and extubation. | Piece
| RAE tube, PVC or Polyurethane, Cuffed, Oral, Size 4.5mm, Smooth, soft and pliable cuff for easy sliding for intubation and extubation. | Piece
| Airway, Supraglottic, Size 4, Cuff portion of the device is made from thermoplastic elastomer, latex and rubber free, non inflating cuff, and integrated bite block, gastric channel/drain tube, epiglottic rest or ridge above distal opening, buccal cavity stabilizer. Label on the airway tube: horizontal bar indicator for the depth of insertion, size of the I-gel in relation to body weight in Kg, suction/OG catheter size compatible with drain port. | Piece
| RAE tube, PVC or Polyurethane, Cuffed, Oral, Size 5.5mm, Smooth, soft and pliable cuff for easy sliding for intubation and extubation. | Piece
| RAE tube, PVC, Micro-cuffed, Nasal Size 4mm | Piece
| Catheter for sphenopallatine ganglion ganglion block, Polyster tipped applicator swab, Sterile with 6" semi-flexible hollow plastic shaft and 0.20 x 0.69" regular sized tip, individually wrapped in sterile pack ( for SPG block) or sphenocath catheter | Piece
| Endotracheal tube, Flexometalic, Cuffed Size 8mm | Piece
| RAE tube, PVC, Micro-cuffed, Oral Size 3mm, Smooth, soft and pliable cuff for easy sliding for intubation and extubation. | Piece
| Endotracheal tube, Flexometalic, Cuffed Size 8.5mm | Piece
| RAE tube, PVC or Polyurethane, Micro-cuffed, Oral, Size 3.5mm, Smooth, soft and pliable cuff for easy sliding for intubation and extubation. | Piece
| Endotracheal tube, PVC or Polyurethane, High volume, Low pressure, thin Cuffed Size 6mm | Piece
| Resuscitation bag, Silicone, Child Reusable and autoclavable; 500mL, with 40cmH2O pressure relief, Anatomical face mask # 2, Reservoir bag 1800mL with Valve, 2m oxygen tubing | Set
| RAE tube, PVC, Non-cuffed, Oral Size 5.5mm | Piece
| Resuscitation bag, Silicone, Infant Reusable and autoclavable; 250mL with 40cmH20 pressure relief, Mask round # 1, Reservoir bag 600mL with valve, 2m oxygen tubing | Set
| Endotracheal tube, PVC or Polyurethane , High volume, Low pressure, thin Cuffed Size 4.5mm | Piece
| Spinal needle, Pencil point, Disposable, Sterile Size 25G with introducer needle | Piece
| Nasopharyngeal airway, 22Fr: Latex free, soft PVC with bevel edge, Size marking on flange and thin wall to allow catheter | Piece
| Spinal needle, Quinckes, Disposable, Sterile Size 22G,9cm length | Piece
| Airway, Laryngeal mask, Reusable (Curved/classic) with apparture bar Size 2.5 | Piece
| Spinal needle, Quinckes, Disposable, Sterile Size 23G, 9cm length | Piece
| Airway, Laryngeal mask, Flexible wire-reinforced tube, Latex free Size 3 | Piece
| Spinal needle, Quinckes, Disposable, Sterile Size 27G, 9cm length | Piece
| RAE tube, PVC, Non-cuffed, Oral Size 3mm | Piece
| Spinal needle, Quinckes, Disposable, Sterile Size 25G, 9cm length | Piece
| Epidural needle kit without catheter 18G epidural needle, 3.5inch length with L.O.R., Syringe 10mL, with plastic tray in sterile pack | Piece
| Gum elastic bougie, Adult. made of medical grade polyethylene, latex free, PVC free, and DEHP free, distal rounded smooth, 40° curved tip to prevent mucosal damage and easy insertion, size: 15Fr length 70cm | Piece
| RAE tube, PVC or Polyurethane, Cuffed, Oral, Size 4.0mm | Piece
| Gum elastic bougie, neonate. Made of medical grade polyethylene, latex free, PVC free, and DEHP free, distal rounded smooth 40° curved tip to prevent mucosal damage and easy insertion, size: 6 Fr , length 53cm | Piece
| Endotracheal tube, PVC or Polyurethane, High volume, Low pressure, Micro-cuffed Size 3mm | Piece
| Gum elastic bougie, Pediatric. Made of medical grade polyethylene, latex free, PVC free, and DEHP free, distal rounded smooth 40° curved tip to prevent mucosal damage and easy insertion, size: 10 fr, length 70 cm | Piece
| Airway, Laryngeal mask, Reusable (Curved/classic) with apparture bar Size 3 | Piece
| SRC level 3 (For ABG Machine) | Piece
| Breathing circuit, Anesthesia, Neonate 10mm; Light weight, extendable/flexible, 180cm corrugated inspiratory and expiratory limbs integrated with 22mmF connector at machine end. Female leur lock Capnoport elbow 15mmF connecotr at patient end;v10mm corrugated extension tube 1m length of 22mmF connector at both ends for reservior bag connection; 22mmM connector and 0.5L reservior bag | Set
| Carbondioxide Absorber; Soda lime, Granule size 4 - 8 mesh or granules 1/4 - 1/8 inch in diameter, pH indicator turning from pink to white or white to purple when exhausted | Packet
| Head ring, Open Horse Shoe Gel Head ring, Neonate, Latex free, Non-allergic, Radiolucent, Combination of silicone gel and foam head ring | Piece
| Infusion set, Sterile for PCA pump: Volume 200mL, Pre-assembled composition for safety; Built in anti-free flow/back check valve; Air eliminator and extension lines compatible with Micrel Rhythmic Evolution PCA pump | Piece
| Hb calibrator (For ABG Machine) | Piece
| Face mask, Transparent, Inflatable cushion, Disposible Size 00 | Piece
| SRC level 1 (Fro ABG Machine) | Piece
| Endobronchial tube set, Double lumen, Right sided, Size 39 Fr | Piece
| Nasopharyngeal airway | Heading
| Airway, Supraglottic, I-gel Size 1 | Piece
| Airway, Laryngeal Mask Airway, ProSeal, Reusable Size 2: made of 100% silicon, with stainless steel wire reinforced airway tube and built in drain tube, and bite block, latex free, autoclavable and reusable up to 40 times.Clear label on airway tube,with patient weight ( Kilogram) in relation to LMA size, and maximum cuff volume and maximum size OG tube that can pass through the drain tube . | Piece
| Airway, Oropharyngeal Size 5 | Piece
| Tube exchanger, Oxygenation with markings and port, Adult | Piece
| Airway, Supraglottic, I-gel Size 1.5 | Piece
| Nerve Block Needle, Echogenic; Single shot with 30° bevel and extension set 22G, Length 12cm | Piece
| Airway, Supraglottic, I-gel Size 2 | Piece
| Airway, Supraglottic, I-gel Size 3 | Piece
| Airway, Laryngeal mask, ProSeal, Reusable Size 2.5 | Piece
| Airway, Supraglottic, I-gel Size 4 | Piece
| Cricothyrotomy set, Emergency With dispossible syringe, Catheter mount or connector to breathing circuit and strap (harness) for securing the tube Size I.D 1.5mm, Infant | Set
| RAE tube, PVC or Polyurethane, Cuffed, Oral, Size 5.0mm | Piece
| Airway, Laryngeal mask, ProSeal, Reusable Size 3 | Piece
| Airway, Supraglottic, I-gel Size 2.5 | Piece
| RAE tube, PVC or Polyurethane, Cuffed, Oral, Size 5.5mm | Piece
| Airway, Supraglottic, I-gel Size 5 | Piece
| Gum elastic bougie, Neonate | Piece
| Endotracheal tube, PVC or Polyurethane , High volume, Low pressure, thin Cuffed Size 5.5mm | Piece
| RAE tube, PVC, Non-cuffed, Oral Size 5mm | Piece
| Endotracheal tube, PVC or Polyurethane, High volume, Low pressure, Micro-cuffed Size 3.5mm | Piece
| Airway, Laryngeal mask, ProSeal, Reusable Size 5 | Piece
| Endotracheal tube, Flexometalic, Cuffed Size 7.5mm | Piece
| Endotracheal tube, Oral, PVC or Polyurethane, Non-cuffed Size 2.5mm | Piece
| RAE tube, PVC or Polyurethane, Micro-cuffed, Oral, Size 3.5mm | Piece
| High pressure monitoring line, Non-expanding 50cm with luer lock | Piece
| Airway, Laryngeal mask, Flexible wire-reinforced tube, Latex free Size 2.5 | Piece
| Microlaryngeal tube Size 5mm | Piece
| IV extension line with 3-way stopcock with leur lock, Length 100cm | Piece
| Anesthesia Breathing System | Set
| Nasopharyngeal airway, 22Fr: Latex free, soft PVC with bevel edge, Size marking on flange and thin wall to allow catheter | Piece
| Stylet, Size O.D 14 Fr, Large | Piece
| Nasopharyngeal airway, 32Fr: Latex free, soft PVC with bevel edge, Size marking on flange and thin wall to allow catheter | Piece
| Airway, Oropharyngeal Size 1 | Piece
| RAE tube, PVC, Non-cuffed, Oral Size 4.5mm | Piece
| RAE tube, PVC or Polyurethane, Cuffed, Nasal, Size 5mm | Piece
| Breathing circuit, Anaesthesia MRI compatible; Breathing circuit, Anaesthesia MRI compatible; Corrugated, flexible and lightweight tubing; 300cm, 22F-22F ventilator connections, parallel Y piece ports, 90o angled elbow with capno port, 22M/15F patient connections, straight connector 22M-22M/19F, Non-sterile (PP/PE material) 22mm, Adult | Set
| Spinal needle, Quinckes, Disposable, Sterile Size 26G | Piece
| Breathing Circuit, Anesthesia, Paediatric 15mm; Light weight, extendable/flexible, 180cm corrugated inspiratory and expiratory limbs integrated with 22mmF connector at machine end; Female leur lock capnoport elbow 15mmF connector at patient end; 15mm corrugated extension tube 1m length of 22mmF connector at both ends for reservior bag connection; 22mmM connector and 1L reservior bag | Set
| Airway, Oropharyngeal Size 4 | Piece
| Airway, Laryngeal mask Airway. size 1.5, Reusable (Curved/classic) with Aperture bars designed to prevent the blockage of the airway by the epiglottis, made of soft silicon cuff and should be latex free, autoclavable, and reusable up to 40 times.Label: Clear label on airway tube,with patient weight ( Kilogram) in relation to LMA size, and maximum cuff volume. | Piece
| Endobronchial tube set, Double lumen, Right sided, Size 37 Fr | Piece
| Airway, Laryngeal mask airway size 2, Reusable (Curved/classic) with Aperture bars designed to prevent the blockage of the airway by the epiglottis, made of soft silicon cuff and should be latex free, autoclavable, and reusable up to 40 times.Label: Clear label on airway tube,with patient weight ( Kilogram) in relation to LMA size, and maximum cuff volume. | Piece
| Face mask, Transparent, Inflatable cushion, Disposible Size 2 | Piece
| Breathing Circuit for anesthesia (Pediatric), 15mm, 180cm, 22F-22F ventilator connections, Y piece port, 90o angled elbow with capno port, 22M/15F patient connections, sterile (PP/PE material), should have extension tube for reservior bag connection | Set
| RAE tube, PVC or Polyurethane, Micro-cuffed, Nasal, Size 3.5mm | Piece
| Airway, Laryngeal mask airway size 3, Reusable (Curved/classic) with Aperture bars designed to prevent the blockage of the airway by the epiglottis, made of soft silicon cuff and should be latex free, autoclavable, and reusable up to 40 times.Label: Clear label on airway tube,with patient weight ( Kilogram) in relation to LMA size, and maximum cuff volume. | Piece
| ECG electrode, MRI compatible | Piece
| Airway, Laryngeal mask airway size 4, Reusable (Curved/classic) with Aperture bars designed to prevent the blockage of the airway by the epiglottis, made of soft silicon cuff and should be latex free, autoclavable, and reusable up to 40 times.Label: Clear label on airway tube,with patient weight ( Kilogram) in relation to LMA size, and maximum cuff volume. | Piece
| Endobronchial tube set, Double lumen, Left sided, Size 26 Fr | Piece
| Breathing System Filter for anaesthesia circuit, Adult: Pleated hydrophobic membrane filter; Liquid borne bacterial/viral removal efficiency: 100%; Air borne bacterial/viral removal efficiency: >99.99%; Connections: Patient side 15mm I.D and 22mm O.D, and breathing system side 15mm O.D and 22mm I.D; Tidal volume 250-1000mL; Pressure resistance: 60LPM; Compressible volume 45mL; Low filter volume and low weight; Construction: transparent, non-conductive material; Port: CO2 monitoring port | Piece
| Breathing Circuit for anesthesia (Adult), 22mm, corrugated, flexible and lightweight tubing; 180 cm, 22F-22F ventilator connections; parallel Y piece ports, 90oangled elbow with capno port, 22M/15F patient connections, straight connector 22M - 22M/19F, sterile (PP/PE material), should have extension tube for reservior bag connection | Set
| Endobronchial tube set, Double lumen, Right sided, Size 26 Fr | Piece
| Reusable ventillator circuit for ICU ventillator: 22mm Adult silicon, smooth bore, kink free, and light weight, circuit, standard Y-piece with port, 22M/15F patient connections, inspiratory line 160cm with adult water trap, expiratory line 160cm with adult water trap, extra limb 100cm, 22 - 22F ventilator connections, should have capnoport, sterilizable by autoclave. | Set
| RAE tube, PVC, Micro-cuffed, Nasal Size 4.5mm | Piece
| Airway, Laryngeal mask size 2.5, Reusable, 100% silicone, stainless steel wire reinforced flexible laryngeal mask, Latex free, autoclavable, and reusable for up to 40 times. Clear label on airway tube,with patient weight ( Kilogram) in relation to LMA size, and maximum cuff volume. | Piece
| RAE tube, PVC or Polyurethane, Cuffed, Nasal, Size 5.5mm | Piece
| High Flow Nasal Cannula: air-oxygen blender: adjustable flow with maximum of 60L/minute, oxygen, air blender with oxygen % of 21 - 100%; heated circuit; active humidifier; Accessories: replacement high flow cannula | Set
| Nasopharyngeal airway 26Fr: Latex free, soft PVC with bevel edge, Size marking on flange and thin wall to allow catheter | Piece
| Endotracheal Tube, PVC, high volume, low pressure cuffed with subglottic suction, Size I.D 7.0 | Piece
| RAE tube, PVC or Polyurethane, Cuffed, Oral, Size 6.5mm | Piece
| Endotracheal Tube, PVC, high volume, low pressure cuffed with subglottic suction, Size I.D 7.5 | Piece
| Catheter for sphnopallatine ganglion ganglion block, Sterile, Polyester tipped applicator swab with 6inch semi-flexible hollow plastic shaft and 0.20 x 0.69inch regular sized cotton tip, individually wrapped in sterile pack ( for SPG block) equivalent to SphinoCath | Piece
| Endotracheal Tube, PVC, high volume, low pressure cuffed with subglottic suction, Size I.D 8.0 | Piece
| Stylet, Size O.D 6 Fr, Small | Piece
| Catheter mount: Disposable, 15mm I.D. / 22mm O.D. connector to fit ET tube or tracheostomy tube and ventillator circuit, suction and gas sampling port at the elbow, main limb should be collapsible corrugated tube. | Set
| Breathing circuit, Anesthesia, Adult 22mm; Light weight, Extendable/flexible, 180cm corrugated inspiratory and expiratory limbs integrated with 22mmF connector at machine end; Female leur lock (capno-port) elbow 15mmF connector at patient end; 1m corrugated extension tube of 22mmF connector at both ends for reserviorbag connection; 22mmM connector and 2L reservior bag | Set
| Block needle, echogenic single shot nerve block needle with 30o bevel and extension set, 22G 12cm | Piece
| High pressure monitoring line, Non-expanding 150cm with luer lock | Piece
| Catheter Mount (Disposable) 10 - 16cm extendable 22F/15M connector, smooth bore, PVC free, double swivel elbow, luer lock port for gas sampling | Piece
| Open and Closed Head Ring: Latex free, Combination of silicone gel and foam head ring, Size 20 x 5cm (Adult) | Piece
| Open and Closed Head Ring: Latex free, Combination of silicone gel and foam head ring, Size 14 x 3.5cm (Paediatric) | Piece
| Open and Closed Head Ring: Latex free, Combination of silicone gel and foam head ring, Size 9 x 2cm (Neonate) | Piece
| Airway, Laryngeal mask, Flexible wire-reinforced tube, Latex free Size 4 | Piece
| Airway, Laryngeal Mask Airway, ProSeal, Reusable Size 1.5: made of 100% silicon, with stainless steel wire reinforced airway tube and built in drain tube, and bite block, latex free, autoclavable and reusable up to 40 times.Clear label on airway tube,with patient weight ( Kilogram) in relation to LMA size, and maximum cuff volume and maximum size OG tube that can pass through the drain tube . | Piece
| Airway, Laryngeal mask size 3, Reusable, 100% silicone, stainless steel wire reinforced flexible laryngeal mask, Latex free, autoclavable, and reusable for up to 40 times. Clear label on airway tube,with patient weight ( Kilogram) in relation to LMA size, and maximum cuff volume. | Piece
| Airway, Laryngeal mask, ProSeal, Reusable Size 4 | Piece
| Airway, Laryngeal mask size 4, Reusable, 100% silicone, stainless steel wire reinforced flexible laryngeal mask, Latex free, autoclavable, and reusable for up to 40 times. Clear label on airway tube,with patient weight ( Kilogram) in relation to LMA size, and maximum cuff volume. | Piece
| RAE tube, PVC, Non-cuffed, Nasal Size 3mm | Piece
| Airway, Laryngeal mask size 2, Reusable, 100% silicone, stainless steel wire reinforced flexible laryngeal mask, Latex free, autoclavable, and reusable for up to 40 times. Clear label on airway tube,with patient weight ( Kilogram) in relation to LMA size, and maximum cuff volume. | Piece
| Airway, Oropharyngeal Airway, Size 0.Standard colour coded for easy identification should have smooth finish and rounded edges to prevent trauma of oropharyngeal mucosa, and have reinforced bite block. | Piece
| Airway, Oropharyngeal Size 00 | Piece
| Airway, Oropharyngeal Airway, Size 00.Standard colour coded for easy identification should have smooth finish and rounded edges to prevent trauma of oropharyngeal mucosa, and have reinforced bite block. | Piece
| IV extension line with 3-way stopcock with leur lock, Length 150cm | Piece
| Airway, Supraglottic, Size 2.5, Cuff portion of the device is made from thermoplastic elastomer, latex and rubber free, non inflating cuff, and integrated bite block, gastric channel/drain tube, epiglottic rest or ridge above distal opening, buccal cavity stabilizer. Label on the airway tube: horizontal bar indicator for the depth of insertion, size of the I-gel in relation to body weight in Kg, suction/OG catheter size compatible with drain port. | Piece
| Nasopharyngeal airway 28Fr: Latex free, soft PVC with bevel edge, Size marking on flange and thin wall to allow catheter | Piece
| Airway, Supraglottic, Size 2, Cuff portion of the device is made from thermoplastic elastomer, latex and rubber free, non inflating cuff, and integrated bite block, gastric channel/drain tube, epiglottic rest or ridge above distal opening, buccal cavity stabilizer. Label on the airway tube: horizontal bar indicator for the depth of insertion, size of the I-gel in relation to body weight in Kg, suction/OG catheter size compatible with drain port. | Piece
| Airway, Supraglottic, Size 1 Cuff portion of the device is made from thermoplastic elastomer, latex and rubber free, non inflating cuff, and integrated bite block, , epiglottic rest or ridge above distal opening, buccal cavity stabilizer. Label on the airway tube: horizontal bar indicator for the depth of insertion, size of the I gel in relation to body weight in Kg. | Piece
| Airway, Supraglottic, Size 3, Cuff portion of the device is made from thermoplastic elastomer, latex and rubber free, non inflating cuff, and integrated bite block, gastric channel/drain tube, epiglottic rest or ridge above distal opening, buccal cavity stabilizer. Label on the airway tube: horizontal bar indicator for the depth of insertion, size of the I-gel in relation to body weight in Kg, suction/OG catheter size compatible with drain port. | Piece
| Nasopharyngeal airway, 22Fr: Latex free, soft PVC with bevel edge, Size marking on flange and thin wall to allow catheter | Piece
| Airway, Oropharyngeal Airway, Size 4.Standard colour coded for easy identification should have smooth finish and rounded edges to prevent trauma of oropharyngeal mucosa, and have reinforced bite block. | Piece
| RAE tube, PVC, Non-cuffed, Nasal Size 3.5mm | Piece
| Airway, Laryngeal Mask Airway, ProSeal, Reusable Size 2.5: made of 100% silicon, with stainless steel wire reinforced airway tube and built in drain tube, and bite block, latex free, autoclavable and reusable up to 40 times.Clear label on airway tube,with patient weight ( Kilogram) in relation to LMA size, and maximum cuff volume and maximum size OG tube that can pass through the drain tube . | Piece
| Endobronchial tube set, Double lumen, Left sided, Size 39 Fr | Piece
| Airway, Oropharyngeal Airway, Size 1.Standard colour coded for easy identification should have smooth finish and rounded edges to prevent trauma of oropharyngeal mucosa, and have reinforced bite block. | Piece
| Endotracheal tube, PVC or Polyurethane , High volume, Low pressure, thin Cuffed Size 5mm | Piece
| Airway, Oropharyngeal Airway, Size 2.Standard colour coded for easy identification should have smooth finish and rounded edges to prevent trauma of oropharyngeal mucosa, and have reinforced bite block. | Piece
| Tube exchanger, Oxygenation with markings and port, Paediatric | Piece
| Airway, Oropharyngeal Airway, Size 3.Standard colour coded for easy identification should have smooth finish and rounded edges to prevent trauma of oropharyngeal mucosa, and have reinforced bite block. | Piece
| Endotracheal tube, PVC or Polyurethane, High volume, Low pressure, thin Cuffed Size 6.5mm | Piece
| Airway, Oropharyngeal Airway, Size 5.Standard colour coded for easy identification should have smooth finish and rounded edges to prevent trauma of oropharyngeal mucosa, and have reinforced bite block. | Piece
| Luer lock to luer lock connector (Double female luer lock adaptor) | Piece
| Endobronchial tube set, Double lumen | Heading
| Nasopharyngeal airway 24Fr: Latex free, soft PVC with bevel edge, Size marking on flange and thin wall to allow catheter | Piece
| Face mask, Transparent, Inflatable cushion, Disposable Size 5 | Piece
| Endotracheal tube, Oral, PVC or Polyurethane, Non-cuffed Size 3.5mm | Piece
| Laryngo-Tracheal Mucosal Atomization Device without syringe, 22cm in length, one end has female type luer lock for connecting syringe and the other end, smooth rounded tip for free spraying of medicines | Piece
| RAE tube, PVC or Polyurethane, Micro-cuffed, Nasal, Size 3.0mm | Piece
| Airways, Laryngeal mask, Flexible wire-reinforced tube (Heading) | Heading
| Endotracheal tubes, Flexometallic, Cuffed | Heading
| RAE tube, PVC or Polyurethane, Micro-cuffed, Oral, Size 2.0mm | Piece
| Airways, Laryngeal mask | Heading
| Nerve block needle, Echogenic; Single shot with 30° bevel and extension set 22G, Length 10cm | Piece
| Airway, Supraglottic, Size 1.5, Cuff portion of the device is made from thermoplastic elastomer, latex and rubber free, non inflating cuff, and integrated bite block, gastric channel/drain tube, epiglottic rest or ridge above distal opening, buccal cavity stabilizer. Label on the airway tube: horizontal bar indicator for the depth of insertion, size of the I-gel in relation to body weight in Kg, suction/OG catheter size compatible with drain port. | Piece
| Carbon dioxide absorber | Heading
| Endotracheal tube, Oral, PVC or Polyurethane, Non-cuffed Size 3mm | Piece
| Face masks, Disposable | Heading
| Peripheral I.V Catheter: 22Guage, length 25mm, catheter external diameter 0.9mm, peripheral I.V catheter without wings, made of polyurethane and latex free, radiopaque biocompatible catheter material. Packed individually in sterile peel-back blister pack.it has to be kink resistance to ensure an optimum flow rate. luer lock compatible for secure connections | Piece
| Cricothyrotomy sets, Emergency | Heading
| Endobronchial tube set, Double lumen, Left sided, Size 41 Fr | Piece
| RAE tubes, Cuffed, Nasal (Heading only) | Heading
| Endotracheal tube, PVC or Polyurethane, High volume, Low pressure, thin Cuffed Size 8mm | Piece
| Airways | Heading
| RAE tube, PVC or Polyurethane, Cuffed, Oral, Size 7.0mm | Piece
| IV Extension lines, Sterile | Heading
| Airway, Oropharyngeal Size 3 | Piece
| Microlaryngeal tubes | Heading
| RAE tube, PVC, Non-cuffed, Oral Size 2.5mm | Piece
| Mucosal atomization devices | Heading
| Nerve block needles for USG guided nerve blocks | Heading
| Face mask, Transparent, Inflatable cushion, Disposible Size 0 | Piece
| Position device (Head ring) | Heading
| Airway, Laryngeal mask, Reusable (Curved/classic) with apparture bar Size 5 | Piece
| RAE tubes, Cuffed, Oral (Heading only) | Heading
| Face mask, Transparent, Inflatable cushion, Disposible Size 4 | Piece
| Spinal needles | Heading
| Endotracheal tube, PVC or Polyurethane High volume, Low pressure, Micro-cuffed Size 2.5mm | Piece
| Airways, Laryngeal mask, ProSeal, Reusable | Heading
| Stylets | Heading
| Head ring, Open Horse Shoe Gel Head ring, Paediatric, Latex free, Non-allergic, Radiolucent, Combination of silicone gel and foam head ring | Piece
| Endotracheal tubes, Cuffed, Oral/Nasal (Heading only) | Heading
| Endobronchial tube set, Double lumen, Right sided, Size 41 Fr | Piece
| Endotracheal tubes, Non-cuffed, Oral/Nasal (Heading only) | Heading
| Airway, Laryngeal mask, ProSeal, Reusable Size 1.5 | Piece
| RAE tubes, Non-cuffed, Nasal (Heading only) | Heading
| IV extension line with 3-way stopcock with leur lock, Length 50cm | Piece
| Breathing circuits | Heading
| RAE tube, PVC or Polyurethane, Cuffed, Nasal, Size 7mm | Piece
| Airway, Supraglottic, Size 5, Cuff portion of the device is made from thermoplastic elastomer, latex and rubber free, non inflating cuff, and integrated bite block, gastric channel/drain tube, epiglottic rest or ridge above distal opening, buccal cavity stabilizer. Label on the airway tube: horizontal bar indicator for the depth of insertion, size of the I-gel in relation to body weight in Kg, suction/OG catheter size compatible with drain port. | Piece
| Connectors | Heading
| Airway, Laryngeal mask, Flexible wire-reinforced tube, Latex free Size 2 | Piece
| Nerve Block Needle, Echogenic; Single shot with 30° bevel and extension set 22G, Length 8cm | Piece
| RAE tube, PVC or Polyurethane, Micro-cuffed, Nasal, Size 2.5mm | Piece
| Nerve block needle, Stimulating, Echogenic 10 cm length, 22 G; insulated needle shaft with stimulating tip, Centimeter markings on needle shaft for visual confirmation of insertion depth, Extended length of injection tubing and electrical lead connections, Single shot with 30° atraumatic bevel tip, for USG guided nerve block | Piece
| Microlaryngeal tube Size 6mm | Piece
| Gum elastic bougie, Paediatric | Piece
| Infusion set for PCA pump (compatible with the existing PCA pump) | Piece
| Face mask, Transparent, Inflatable cushion, Disposible Size 1 | Piece
| Standard Reference Cassette (SRC), Level 1 | Piece
| Airway, Laryngeal mask, ProSeal, Reusable Size 2 | Piece
| Standard Reference Cassette (SRC), Level 3 | Piece
| IV stand, MRI compatible | Piece
| Nerve block needle, Stimulating, Echogenic 12 cm length, 22 G; insulated needle shaft with stimulating tip, Centimeter markings on needle shaft for visual confirmation of insertion depth, Extended length of injection tubing and electrical lead connections, Single shot with 30° atraumatic bevel tip, for USG guided nerve block | Piece
| Face mask, Transparent, Inflatable cushion, Disposible Size 3 | Piece
| Spinal Needle, Quinckes, Disposable, Sterile Size 23G, Length 17cm (for celiac plexus block) | Piece
| Breathing circuit for anaesthesia MRI compatible: 300cm, 22F-22F ventilator connections; Y piece port, 90o angled elbow with capno port, 22M/15F patient connections, Non-sterile (PP/PE material) 15mm, Paediatric | Set
| Spinal needle, Pencil point, Disposable, Sterile Size 27G with introducer needle | Piece
| Airway, Laryngeal mask, Reusable (Curved/classic) with apparture bar Size 4 | Piece
| Straight connector, Disposable 22mm Male | Piece
| Breathing circuit, Anesthesia, Neonate 10mm; Light weight, extendable/flexible, 180cm corrugated inspiratory and expiratory limbs integrated with 22mmF connector at machine end. Female leur lock Capnoport elbow 15mmF connector at patient end; 10mm corrugated extension tube 1m length of 22mmF connector at both ends for reservoir bag connection; 22mmM connector and 0.5L latex free reservoir bag | Set
| RAE tube, PVC or Polyurethane, Cuffed, Oral, Size 7.5mm | Piece
| Endotracheal tube, PVC or Polyurethane High volume, Low pressure, Micro-cuffed Size 4mm | Piece
| Gum elastic bougie, Adult | Piece
| Nasopharyngeal airway, 30Fr: Latex free, soft PVC with bevel edge, Size marking on flange and thin wall to allow catheter | Piece
| Spinal needle, Quinckes, Disposable, Sterile Size 22G | Piece
| Endobronchial tube set, Double lumen, Left sided, Size 35 Fr | Piece
| Endotracheal tube, PVC or Polyurethane, High volume, Low pressure, thin Cuffed Size 7.5mm | Piece
| Airway, Laryngeal mask, Reusable (Curved/classic) with aperture bar Size 2 | Piece
| Spinal needle, Quinckes, Disposable, Sterile Size 27G | Piece
| Endotracheal tube, PVC, High volume, Low pressure, Cuffed Size 8.5mm | Piece
| Stylet, Size O.D 1Fr | Piece
| Face mask, Transparent, Inflatable cushion, Disposable Size 6 | Piece
| Endobronchial tube set, Double lumen, Right sided, Size 35 Fr | Piece
| RAE tube, PVC, Non-cuffed, Oral Size 4mm | Piece
| Peripheral I.V Catheter: 20Guage, length 48mm, catheter external diameter 1.1mm, peripheral I.V catheter without wings, made of polyurethane and latex free, radiopaque biocompatible catheter material. Packed individually in sterile peel-back blister pack.it has to be kink resistance to ensure an optimum flow rate. luer lock compatible for secure connections | Piece
| Filters, Breathing system for Anesthesia circuit | Heading
| CO2 sampling and oxygen delivery cannula: O2 tubing 2m ,CO2 tubing 2m;with O2 barb connector and CO2 connector female luer C02/02 nasal cannula with universal connector . | Piece
| High pressure monitoring lines | Heading
| RAE tube, PVC or Polyurethane, Cuffed, Oral, Size 6.0mm | Piece
| Spinal needle, Pencil point, Disposable, Sterile Size 26G with introducer needle | Piece
| Endobronchial tube set, Double lumen, Righ sided, Size 28 Fr | Piece
| Infusion set for PCA machine (Micrel rhythmic evolution) | Heading
| Endobronchial tube set, Double lumen, Left sided, Size 28 Fr | Piece
| Other consumables | Heading
| Stylet, Size O.D 10 Fr, Medium | Piece
| Spinal needle, Quinckes, Disposable, Sterile Size 23G | Piece
| Stylet, Size O.D 4Fr | Piece
| Spinal needle, Quinckes, Disposable, Sterile Size 25G | Piece
| Stylet, Size O.D 2Fr | Piece
| Epidural needles and catheters | Heading
| Endotracheal tube, PVC or Polyurthane, High volume, Low pressure, thin Cuffed Size 7mm | Piece
| RAE tubes, Non-cuffed, Oral (Heading only) | Heading
| Cricothyrotomy set,Infant, Emergency With disposable syringe, Catheter mount or connector to breathing circuit and strap (harness) for securing the tube Size I.D 1.5mm, (equivalent to quicktrach) | Set
| High pressure monitoring line, Non-expanding 200cm with luer lock | Piece
| Cricothyrotomy set, Emergency With disposable syringe, Catheter mount or connector to breathing circuit and strap (harness) for securing the tube Size I.D 2mm, Child | Set
| Cricothyrotomy set, Emergency Airway for adult, Cricothyrotomy kit should contain: cuffed tracheostomy tube size 6 , scalpel blade size 10 mounted on blade holder, introducer bougie14 fr, 10 ml syringe, cotton tape for fixing tube. | Set
| Nerve block needle, Stimulating, Echogenic 8 cm length, 22 G; insulated needle shaft with stimulating tip, Centimeter markings on needle shaft for visual confirmation of insertion depth, Extended length of injection tubing and electrical lead connections, Single shot with 30° atraumatic bevel tip, for USG guided nerve block | Piece
| Endotracheal tube , PVC or Polyurethane, High volume, Low pressure, thin and soft Cuffed Size 5.5mm ID. Smooth, soft and pliable cuff for easy sliding during intubation and extubation. | Piece
| Breathing circuit for anaesthesia MRI compatible: Disposable, Light weight 300cm, Angled Y piece with Luer lock (capno port) 22mm connectors 10mm, Neonate | Set
| Endotracheal tube, PVC or Polyurethane, High volume, Low pressure, thin and soft Cuffed Size 4.5 mm ID. Smooth, soft and pliable cuff for easy sliding during intubation and extubation. | Piece
| RAE tube, PVC or Polyurethane, Micro-cuffed, Oral, Size 2.5mm | Piece
| Stylet, Size O.D 5Fr | Piece
| Endotracheal tube, PVC or Polyurethane, High volume, Low pressure, thin and soft Cuffed Size 5mm ID. Smooth, soft and pliable cuff for easy sliding during intubation and extubation. | Piece
| Endobronchial tube set, Double lumen, Left sided, Size 37 Fr | Piece
| Endotracheal tube, Flexometalic, Cuffed Size 6mm | Piece
| RAE tube, PVC, Non-cuffed, Nasal Size 4mm | Piece
| Breathing reservior bag, 2L with 22F connector, Non-sterile Latex free | Piece
| Endotracheal tube, Oral, PVC or Polyurethane, Non-cuffed Size 4mm | Piece
| Pressure infusion cuff, 500mL with hand inflator and manometer fixed to the cuff, wrap around, Reusable | Set
| RAE tube, PVC or Polyurethane, Micro-cuffed, Nasal, Size 2mm | Piece
| Endotracheal tube, Flexometalic, Cuffed Size 7mm | Piece
| Resuscitation bag, Silicone, Adult Reusable and autoclavable; 2000mL with 40cmH2O pressure relief, Air cushion face mask # 4, Reservoir bag 2600mL with valve, 2m oxygen tubing | Set
| Nasopharyngeal airway 22Fr: Latex free, soft PVC with bevel edge, Size marking on flange and thin wall to allow catheter | Piece
| Resuscitation bag, Silicone, Child Reusable and autoclavable; 500mL, with 40cmH2O pressure relief, Air cushion face mask # 2, Reservoir bag 1800mL with Valve, 2m oxygen tubing | Set
| Nasopharyngeal airway, 36Fr: Latex free, soft PVC with bevel edge, Size marking on flange and thin wall to allow catheter | Piece
| Breathing reservior bag, 1L with 22F connector, Non-sterile Latex free | Piece
| Endotracheal tube, Flexometalic, Cuffed Size 5.5mm | Piece
| Endotracheal tube, Oral, PVC or Polyurethane, Non-cuffed Size 2mm | Piece
| Endotracheal tube, Flexometalic, Cuffed Size 5mm | Piece
| RAE tube, PVC or Polyurethane, Cuffed, Nasal, Size 6mm | Piece
| Endotracheal tube, Flexometalic, Cuffed Size 6.5 mm | Piece
| RAE tube, PVC or Polyurethane, Cuffed, Oral, Size 8.0mm | Piece
| Resuscitation bag, Silicone, Infant Reusable and autoclavable; 250mL with 40cmH20 pressure relief, Mask round # 1, Reservoir bag 600mL with valve, 2m oxygen tubing | Set
| Mucosal atomizer device, Laryngo-tracheal without syringe, 22cm in length, one end has female type leur lock for connecting syringe and the other end, smooth rounded tip for free spraying of medicines | Piece
| RAE tube, PVC or Polyurethane, Cuffed, Nasal, Size 6.5mm | Piece
| CVP line, Cava fix 45cm | Set
| RAE tube, PVC, Non-cuffed, Oral Size 3.5mm | Piece
| Epidural needle kit with catheter 18G epidural needle, 3.5inch length with 20G epidural catheter, with accessories ( L.O.R. syringe 10mL, epidural catheter, Filter, connector) in sterile pack set with plastic tray | Set
| CVP line, Cava fix 70cm | Set
| Airway, Oropharyngeal Size 2 | Piece
| CVP manometer with connector, Sterile | Set
| Pressure infusion cuff, 1000mL with hand inflator and manometer fixed to the cuff, wrap around, Reusable | Set
| RAE tube, PVC, Non-cuffed, Nasal Size 2.5mm | Piece
| Epidural needle kit, Paediatric 18G epidural needle, 50mm length with 5mm marking, 20G epidural catheter, with accessories ( L.O.R., syringe 10/5mL, epidural catheter, Filter, connector) in sterile pack set with plastic tray | Set
| Adhesive tape, Silk-like cloth, Hypoallergic, Latex free, Size 0.5-1inch; 9m roll, to secure ET tube | Roll
| Head ring, Open Horse Shoe Gel Head ring, Adult, Latex free, Non-allergic, Radiolucent, Combination of silicone gel and foam head ring | Piece
| Central venous catheter set, Triple lumen, 7F, 18G x 150; 200mm catheter length | Set
| Airway, Laryngeal mask airway size 1, Reusable (Curved/classic) with Aperture bars designed to prevent the blockage of the airway by the epiglottis, made of soft silicon cuff and should be latex free, autoclavable, and reusable up to 40 times.Label: Clear label on airway tube,with patient weight ( Kilogram) in relation to LMA size, and maximum cuff volume | Piece
| Breathing Circuit, Anesthesia, Paediatric 15mm; Light weight, extendable/flexible, 180cm corrugated inspiratory and expiratory limbs integrated with 22mmF connector at machine end; Female leur lock capnoport elbow 15mmF connector at patient end; 15mm corrugated extension tube 1m length of 22mmF connector at both ends for reservoir bag connection; 22mmM connector and 1L latex free reservoir bag | Set
Breathing bags
| Breathing system circuit, Mapleson D Bain Coaxial, 22mm; Adult PE anesthesia circuit, 180 cm, 22M/15F patient connection; 90o angled elbow with leur lock capnoport at patient side; vertical gas inlet, APL valve with 2L bag, tube length 200-250cm; fresh gas inlet at patient end | Set
| Breathing reservior bag, 0.5L with 22F connector, Non-sterile Latex free | Piece
| Airway, Laryngeal mask, Reusable (Curved/classic) with aperture bar Size 0.5 | Piece
| Central venous catheter sets | Heading
| Central venous catheter set, Triple lumen, 5F, 20G x 100; 150mm catheter length | Set
| Central venous catheter set, Double lumen, 4F, 20G; 100-150mm catheter length | Set
| Central venous catheter, Single lumen, 2.5F, 22G; 60-100mm catheter length | Set
| Central venous catheter, Single lumen, 3F, 22G; 100-150mm catheter length | Set
| Endotracheal tube, Flexometalic, Cuffed Size 4.5mm; High volume, low pressure, Cuff should be thin and soft, pliable for easy intubation and extubation | Piece
| Endotracheal tube, PVC or Polyurethane, High volume, Low pressure, thin and soft Cuffed Size 6.5 mm ID. Smooth, soft and pliable cuff for easy sliding for intubation and extubation. | Piece
| Breathing circuit, Anesthesia, Adult 22mm; Light weight, Extendable/flexible, 180cm corrugated inspiratory and expiratory limbs integrated with 22mmF connector at machine end; Female leur lock (capno-port) elbow 15mmF connector at patient end; 1m corrugated extension tube of 22mmF connector at both ends for reservoir bag connection; 22mmM connector and 2L latex free reservoir bag | Set
| Airway, Laryngeal mask airway size 2.5, Reusable (Curved/classic) with Aperture bars designed to prevent the blockage of the airway by the epiglottis, made of soft silicon cuff and should be latex free, autoclavable, and reusable up to 40 times.Label: Clear label on airway tube,with patient weight ( Kilogram) in relation to LMA size, and maximum cuff volume. | Piece
| Endotracheal tube, Flexometalic, Cuffed Size 4mm; High volume, low pressure, Cuff should be thin and soft, pliable for easy intubation and extubation | Piece
| Endotracheal tube, Flexometalic, Cuffed Size 5mm High volume, low pressure, Cuff should be thin and soft, pliable for easy intubation and extubation. | Piece
| Endotracheal tube, Flexometalic, Cuffed Size 6.5 mm. High volume, low pressure, Cuff should be thin and soft, pliable for easy intubation and extubation | Piece
| Endotracheal tube, Flexometalic, Cuffed Size 6mm. High volume, low pressure, Cuff should be thin and soft, pliable for easy intubation and extubation. | Piece
| Endotracheal tube, Flexometalic, Cuffed Size 4mm | Piece
| Airway, Laryngeal mask airway size 5, Reusable (Curved/classic) with Aperture bars designed to prevent the blockage of the airway by the epiglottis, made of soft silicon cuff and should be latex free, autoclavable, and reusable up to 40 times.Label: Clear label on airway tube,with patient weight ( Kilogram) in relation to LMA size, and maximum cuff volume. | Piece
| Airway, Laryngeal Mask Airway, ProSeal, Reusable Size 3: made of 100% silicon, with stainless steel wire reinforced airway tube and built in drain tube, and bite block, latex free, autoclavable and reusable up to 40 times.Clear label on airway tube,with patient weight ( Kilogram) in relation to LMA size, and maximum cuff volume and maximum size OG tube that can pass through the drain tube . | Piece
| Breathing system circuit, Mapleson D Bain Coaxial, 22mm; Adult anesthesia circuit, 180 cm, 22M/15F patient connection; 90° angled elbow with leur lock capnoport at patient side; vertical gas inlet, APL valve with 2L latex free reservoir bag, tube length 200-250cm; fresh gas inlet at patient end through coaxial tube which extends beyond the outer corrugated tube long enough to connect to oxygen outlet. | Set
| Breathing system, Jackson Rees Corrugated, flexible, lightweight, fresh gas corrugated tube 180cm, Angled gas inlet, 22M/15F angled patient connections with leur lock capno port, 15m ventilator connection, tube 50cm with 22m connector, 0.5L latex free bag, with adjustable valve at the distal end of the bag | Set
| Central venous catheter, Triple lumen, adult: Radiopaque, Polyurethane, Markings from 5-12cm; CVC kit contains: polyurethane Central venous catheter with clamp, 7 french 20 cm length radio opaque, with proper markings., stainless steel guide wire 50cm with soft flexible J tip mounted on guide wire pusher, Vessel dilator, introducer needle 18 G 7cm length, introducer syringe, disposable syringe 5ml with injection needle, surgical scalpel no 11 with mounted on blade holder, tray , suture with 2:0 silk cutting curved needle; extra suture wings for fixing the catheter, and wound dressing pad, injection cap | Set
| Cricothyrotomy set, Pediatric Emergency cricothyrotomy set: With disposable syringe, Catheter mount or connector to breathing circuit and strap (harness) for securing the tube Size I.D 2mm, (equivalent to quicktrach) | Set
| Endotracheal tube, PVC or Polyurethane, High volume, Low pressure, thin and soft Cuffed Size 6mm ID. Smooth, soft and pliable cuff for easy sliding during intubation and extubation. | Piece
| Airway, Laryngeal Mask Airway, ProSeal, Reusable Size 4: made of 100% silicon, with stainless steel wire reinforced airway tube and built in drain tube, and bite block, latex free, autoclavable and reusable up to 40 times.Clear label on airway tube,with patient weight ( Kilogram) in relation to LMA size, and maximum cuff volume and maximum size OG tube that can pass through the drain tube . | Piece
| Endotracheal tube, PVC or Polyurethane, High volume, Low pressure, thin and soft Cuffed Size 2.5mm ID. Smooth, soft and pliable cuff for easy sliding during intubation and extubation. | Piece
| Endotracheal tube, PVC or Polyurethane, High volume, Low pressure, thin and soft Cuffed Size 4 mm ID. Smooth, soft and pliable cuff for easy sliding mooth for intubation and extubation. | Piece
| Airway, Laryngeal Mask Airway, ProSeal, Reusable Size 5: made of 100% silicon, with stainless steel wire reinforced airway tube and built in drain tube, and bite block, latex free, autoclavable and reusable up to 40 times.Clear label on airway tube,with patient weight ( Kilogram) in relation to LMA size, and maximum cuff volume and maximum size OG tube that can pass through the drain tube . | Piece
| Soda lime, Granule size 4 - 8 mesh or granules 1/4 - 1/8 inch in diameter, pH indicator turning from pink to white or white to purple when exhausted | Packet
| Endotracheal tube, PVC or Polyurethane, High volume, Low pressure, thin and soft Cuffed Size3.5mm ID. Smooth, soft and pliable cuff for easy sliding for intubation and extubation. | Piece
| Endotracheal tube, PVC or Polyurethane, High volume, Low pressure, thin and soft Cuffed Size 3mm ID. Smooth, soft and pliable cuff for easy sliding for intubation and extubation. | Piece
| Endotracheal tube, PVC or Polyurethane, High volume, Low pressure, thin and soft Cuffed Size 7.5 mm ID. Smooth, soft and pliable cuff for easy sliding for intubation and extubation. | Piece
| Endotracheal tube, PVC or Polyurethane, High volume, Low pressure, thin and soft Cuffed Size 8mm ID.Smooth, soft and pliable cuff for easy sliding for intubation and extubation. | Piece
| Endotracheal tube, PVC or Polyurethane, High volume, Low pressure, thin and soft Cuffed Size 7mm ID. Smooth, soft and pliable cuff for easy sliding for intubation and extubation. | Piece
| Endotracheal tube, Flexometalic, Cuffed Size 5.5mm High volume, low pressure, Cuff should be thin and soft, pliable for easy intubation and extubation | Piece
| RAE tube, PVC or Polyurethane, Micro-cuffed, Nasal, Size 2.5mm, Smooth, soft and pliable cuff for easy sliding for intubation and extubation. | Piece
| RAE tube, PVC or Polyurethane, Micro-cuffed, Nasal, Size 3.0mm, Smooth, soft and pliable cuff for easy sliding for intubation and extubation. | Piece
| RAE tube, PVC or Polyurethane, Micro-cuffed, Nasal, Size 3.5mm, Smooth, soft and pliable cuff for easy sliding for intubation and extubation. | Piece
| RAE tube, PVC or Polyurethane, Micro-cuffed, Nasal, Size 6.5mm, Smooth, soft and pliable cuff for easy sliding for intubation and extubation. | Piece
| RAE tube, PVC or Polyurethane, Micro-cuffed, Nasal, Size 6 mm, Smooth, soft and pliable cuff for easy sliding for intubation and extubation. | Piece
| RAE tube, PVC or Polyurethane, Micro-cuffed, Nasal, Size 7 mm, Smooth, soft and pliable cuff for easy sliding for intubation and extubation. | Piece
| RAE tube, PVC or Polyurethane, Micro-cuffed, Nasal, Size 4.5 mm, Smooth, soft and pliable cuff for easy sliding for intubation and extubation. | Piece
| RAE tube, PVC or Polyurethane, Cuffed, Oral, Size 4.0mm, Smooth, soft and pliable cuff for easy sliding for intubation and extubation. | Piece
| RAE tube, PVC or Polyurethane, Cuffed, Oral, Size 8.0mm, Smooth, soft and pliable cuff for easy sliding for intubation and extubation. | Piece
| Spinal needle, Pencil point, Disposable, Sterile Size 25G, 9cm length with introducer needle | Piece
| Spinal needle, Pencil point, Disposable, Sterile Size 27G, 9cm length with introducer needle | Piece
| Breathing system, Jackson Rees Corrugated, flexible, lightweight, fresh gas corrugated tube 180cm, Angled gas inlet, 22M/15F angled patient connections with leur lock capno port, 15m ventilator connection, tube 50cm with 22m connector, 0.5L latex free bag, with adjustable valve at the distal end of the bag | Set
| Oropharyngeal Airway : Size: 0 | Piece
| Oropharyngeal Airway : Size: 00 | Piece
| Oropharyngeal Airway : Size: 1 | Piece
| Oropharyngeal Airway : Size: 2 | Piece
| Oropharyngeal Airway : Size: 3 | Piece
| Oropharyngeal Airway : Size: 4 | Piece
| Sleeves for sequential compression device. Knee length | Piece
| Sleeves for sequential compression device. Thigh length | Piece
| Endotracheal tube, Flexometalic, Cuffed Size 7.5mm. High volume, low pressure, Cuff should be thin and soft, pliable for easy intubation and extubation. | Piece
| Endotracheal tube, Flexometalic, Cuffed Size 7mm. High volume, low pressure, Cuff should be thin and soft, pliable for easy intubation and extubation. | Piece
| Endotracheal tube, Flexometalic, Cuffed Size 8.5mm. High volume, low pressure, Cuff should be thin and soft, pliable for easy intubation and extubation. | Piece
| Endotracheal tube, Flexometalic, Cuffed Size 8mm. High volume, low pressure,Cuff should be thin and soft, pliable for easy intubation and extubation. | Piece
| Epidural needle kit Pediatric. with catheter 18G epidural needle, 50 mm length with 5mm marking epidural needle, blunt bevel with gentle curve of 15°-30° angle touhey tipped 15° angle touhey tipped. Nylon epidural catheter 20 G, with accessories ( L.O.R. syringe 10/5mL very smooth plunger for smooth detection of space, Epidural catheter 20 G, 50 cm length,made from nylon, latex free, soft and smooth rounded tip to prevent dural puncture, , Filter 0.2µm , connector) in sterile pack set with plastic tray. | Set
| Epidural needle kit Adult: with catheter 18G epidural needle, 90mm length epidural needle, blunt bevel with gentle curve of 15°-30° angle touhey tipped. Nylon epidural catheter 20 G, with accessories ( L.O.R. syringe 10mL very smooth plunger for smooth detection of space, Epidural catheter 20 G, 100 cm length, made from nylon, latex free, soft and smooth rounded tip to prevent dural puncture, , Filter 0.2µm , connector) in sterile pack set with plastic tray. | Set
| Epidural needle kit Adult: without catheter 18G epidural needle, 90mm length epidural needle, blunt bevel with gentle curve of 15°-30° angle touhey tipped. accessories ( L.O.R. syringe 10mL very smooth plunger for smooth detection of space,) in sterile pack set with plastic tray. | Piece
| RAE tube, PVC or Polyurethane, Micro-cuffed, Nasal, Size 5mm, Smooth, soft and pliable cuff for easy sliding for intubation and extubation. | Piece
| RAE tube, PVC or Polyurethane, Cuffed, Oral, Size 5.0mm, Smooth, soft and pliable cuff for easy sliding for intubation and extubation. | Piece
| RAE tube, PVC or Polyurethane, Cuffed, Oral, Size 6.0mm, Smooth, soft and pliable cuff for easy sliding for intubation and extubation. | Piece
| RAE tube, PVC or Polyurethane, Cuffed, Oral, Size 6.5mm, Smooth, soft and pliable cuff for easy sliding for intubation and extubation. | Piece
| RAE tube, PVC or Polyurethane, Cuffed, Oral, Size 7.0mm, Smooth, soft and pliable cuff for easy sliding for intubation and extubation. | Piece
| RAE tube, PVC or Polyurethane, Cuffed, Oral, Size 7.5mm, Smooth, soft and pliable cuff for easy sliding for intubation and extubation. | Piece
| Resuscitation bag, Silicone, Adult Reusable and autoclavable; 2000mL with 40cmH2O pressure relief, Anatomical face mask # 4, Reservoir bag 2600mL with valve, 2m oxygen tubing. | Set
Consumables for EPOC - Hand held (Portable) ABG (Arterial Blood Gas) Analyzer | Control Fluid (Ampoules) | Piece
| Cartridge (Test Card) | Piece
| Epoc ABG report printing paper roll | Pkt
Double Lumen Endobronchial Tube | Double Lumen Endobronchial tube set : Left sided - size 28 Fr | Piece
| Double Lumen Endobronchial tube set : Left sided- size- 26 Fr | Piece
| Double Lumen Endobronchial tube set : Left sided- size 35 Fr | Piece
| Double Lumen Endobronchial tube set : Left sided size 37 Fr | Piece
| Double Lumen Endobronchial tube set : Left sided - size 39 Fr | Piece
| Double Lumen Endobronchial tube set : Right sided- size 26 Fr | Piece
| Double Lumen Endobronchial tube set : Right sided- size 35 Fr | Piece
| Double Lumen Endobronchial tube set : Right sidedsize 37 Fr | Piece
| Double Lumen Endobronchial tube set : Right sided- size 39 Fr | Piece
Emergency Cricothyrotomy set | Emergency Cricothyrotomy set : ID 2mm (child) | Piece
| Emergency Cricothyrotomy set : ID 4mm (adult) | Piece
| Percutaneous dilatational tracheostomy set (Adult) | Piece
| Percutaneous dilatational tracheostomy set (Infant) | Piece
| Percutaneous dilatational tracheostomy set (pediatric) | Piece
Endotracheal tube cuffed: Oral/Nasal:(O/N) | Endotracheal tube :PVC, high volume low pressure cuff - size I.D 8mm (O/N) | Piece
| Endotracheal tube :PVC, high volume, low pressure cuff size- 4.5mm (O/N) | Piece
| Endotracheal tube :PVC, high volume, low pressure cuff size- 5 mm (O/N) | Piece
| Endotracheal tube :PVC, high volume low pressure cuff - size I.D 7.5mm (O/N) | Piece
| Endotracheal tube :PVC, high volume low pressure cuff - size I.D 6.5mm (O/N) | Piece
| Endotracheal tube :PVC, high volume low pressure cuff - size I.D 8.5mm (O/N) | Piece
| Endotracheal tube :PVC, high volume, low pressure cuff size- 5.5 mm (O/N) | Piece
| Endotracheal tube :PVC, high volume low pressure cuff - size I.D 6mm (O/N) | Piece
| Endotracheal tube :PVC, high volume low pressure cuff - size I.D 7mm (O/N) | Piece
Endotracheal tube non-cuffed: Oral/Nasal | Endotracheal tube: PVC, non-cuffed-size I.D 5mm | Piece
| Endotracheal tube: PVC, non-cuffed-size I.D 2.5mm | Piece
| Endotracheal tube: PVC, non-cuffed-size I.D 2mm | Piece
| Endotracheal tube: PVC, non-cuffed-size I.D 3.5mm | Piece
| Endotracheal tube: PVC, non-cuffed-size I.D 3mm | Piece
| Endotracheal tube: PVC, non-cuffed-size I.D 4.5mm | Piece
| Endotracheal tube: PVC, non-cuffed-size I.D 4mm | Piece
| Endotracheal tube: PVC, non-cuffed-size I.D 5.5mm | Piece
Epidural Needles and Catheters | Epidural needles : 18 G with epidural needle 16 G, with accessories,(loss of air resistence syringe10ml, epidural catheter, sterile pack set with plastic tray | Set
| Epidural needles: 20G, sterile pack. | Piece
| Epidural needles: 18G, with Loss of resistence to air syringe 10ml , With plastic tray in sterile pack | Piece
| Pediatric epidural set 18/20G, 50 mm with 5mm marking with LOR syringe with plastic tray | Piece
Equipment | Pulse Oximeter, MRI compatible: With Probe for adult, child and neonate. 220-240V, 50Hz; Power cord with round 3-pin top | Set
| Syringe Pump, MRI compatible: Flow range 0.1-300mL/H; Compatible with 5-50mL universal syringe; 0.1mL/H increments; Rapid flow rate: 200 - 900mL/H depending on size of syringe; Accuracy: within +/-1 to 2%; Alarm: Occlusion, near empty, end, system malfunction, syringe disengaged, reminder, low battery; Mounting: Pole or bed frame; Built in rechargeable battery; Power source: 220-240V, 50Hz; Power cord with round 3 pin top | Set
| Monitor for fibreoptic intubation : Digital display 7inch with 1280 x 800 resolution, 2 camera inputs, USB and HDMI port, optimized user interface, Video and image capture in real time on SD Card, play back of recorded still image and video, data transfer to flash drive, splash proof according to IP54, suitable for wipe disinfection, shock resistant ABS plastic housing, intillegent power management with rechargeable battery, VESA 75 mounting; Camera Head: 8 pin, one chip CMOS camera head, Resolution 640 × 480, focal length 20mm; Cold Light Source with equipment cart: Xenon light source with fibreoptic light cable with fibreoptic cable (3m); Beam package two shelves, drawer unit with lock, 2 equipment rail, 2 mains 3 metre cord power supply; Accessories: Intubating fiberscope (Adult), 5.2 × 65, eyepiece version with suction valve, Deflection up/down: 140 ͦ / 140 ͦ, direction of view 0 ͦ, angle of view 120 ͦ, working length 65cm, total length 93cm, Working channel inner diameter 2.3mm, Distal tip outer diameter 5.2 mm for use with LED battery light sources D1/ D3/ DE/ PF, Camera head (8 pin), Camera head (6 pin), One- chip Camera head (PAL)/(NTSC) and fibre optic light cables; Case; Pressure compensation caps; Leakage tester; Tube holder; Cleaning brush; Irrigation adaptor; Suction valve; Bronchoscope insertion tubes size 4; LED battery light source (Standardised Brands: Karl Storz) | Set
| Patient monitor, Anaesthesia: 17inch Colour TFT with max. 8 waveforms; Standard configuration: NIBP, SPO2, 3/5 lead ECG, pulse rate, temperature, dual IBP, resp. side stream ETCO2, Anaesthesia gas monitor (AGM)/O2 measuring; (Auto detection of anaesthetic agents); Large font display mode; Touch screen; Comprehensive arrhythmia review; Adjustable alarm sound; CO2 sampling lines with water trap, IBP transducers, Provision for upgarding with BIS monitor module, SPO2 sensor probes and BP cuffs for adult, paediatric and neonate; ECG cable: 3 and 5 lead wires; Temperature probe: oesophageal and skin; IBP cable with disposable transducer; Rechargeable battery and recorder; Power Supply : 230V ± 6% , 50 Hz ± 1 %.Power cord with 3 round pin top (Standardised Brands: Shenzhen Mindray and Philips) | Set
| Patient warming system: Forced warm air device with drape/blanket; Fast warm up; Temperature range: Low 32°C, medium 38°C, and high 40-44°C; Multiple mounting options: Cart, bed rail, IV pole or floor; Drape warming blankets: for upper and lower part of body, Adult and paediatric warming blanket (Set of 10 blankets each); Power Supply : 230V ± 6% , 50 Hz ± 1 %; Power cord with 3 round pin top. (Standardised Brand: Covidien, Gaymer and Thermocare) | Set
| Monitor for fibreoptic intubation : Digital display at least 7" with 2,160 X 3,840(4K) resolution, 2 camera inputs, USB and HDMI port, optimized user interface, Video and image capture in real time on SD Card, play back of recorded still image and video, data transfer to flash drive, splash proof according to IP54, suitable for wipe disinfection, shock resistant ABS plastic housing, intillegent power management with rechargeable battery, VESA 75 mounting; Camera Head: 8 pin, three chip CMOS camera head, Resolution 2,160 X 3,840(4K), focal length 20mm; Cold Light Source with equipment cart: LED light source with fibreoptic light cable with fibreoptic cable (3m); Beam package two shelves, drawer unit with lock, 2 equipment rail, 2 mains 3 metre cord power supply; Accessories: Intubating fiberscope (Adult), 5.2 × 65, eyepiece version with suction valve, Deflection up/down: 140 ͦ / 140 ͦ, direction of view 0 ͦ, angle of view 120 ͦ, working length 65cm, total length 93cm, Working channel inner diameter 2.3mm, Distal tip outer diameter 5.2 mm for use with LED battery light sources D1/ D3/ DE/ PF, Camera head (8 pin), Camera head (6 pin), 3- chip Camera head (PAL)/(NTSC) and fibre optic light cables; Case; Pressure compensation caps; Leakage tester; Tube holder; Cleaning brush; Irrigation adaptor; Suction valve; Bronchoscope insertion tubes size 4; LED battery light source. | Set
| Anesthesia machine, Highend: Suitable for adult, pediatric and newborn patients; The unit mounted on a trolley with minimum of four (4) anti-static swivel castors with brake system; Equipped with an upper shelf and three storage drawers; The cart with handles, a side rail for mounting accessories and an adjustable patient-circuit support arm; Gas delivery: 3 gas version (nitrous oxide, oxygen and medical air); Central pipeline supply from the wall with PISS/DISS or NIST to prevent wrong gas connection, with corresponding pressure gauge on the machine; Pin index cylinder supply source: 1 yoke each for O2, N2O and medical air, with corresponding cylinder pressure gauge on the machine (for Oxygen, Nitrous oxide and medical air); Integrated safety functions: The Oxygen-ratio controller should guarantee a minimum 21% O2 in the fresh-gas flow; N2O cut off mechanism; audible O2 supply failure alarm with oxygen flush; ACGO for connecting Jackson Rees circuit and supplemental oxygen delivery; Oxygen flush with flow rate of 35-70 L/min. Flow meter: electronic digital flow meter, two (2) for O₂, one (1) for air and one (1) for N₂O with programmed parameters visualization; The O₂ and N₂O flowmeters minimum range of 0.0 – 15 L/min; Electronic Vaporizer: Electronically controlled agent delivery, Isoflurane and Sevoflurane cassettes, 2 vaporizers configuration (position), Fast and instant agent delivery with no warning time, Vaporizer must be isolated from the gas flow in the off position, Built in overfill protection with locking system mechanism, Low agent level Alarm for all anesthetic agent,interlock system to isolates vaporizers to prevent delivering more than one agent at at time ; Ventilator: Electronically controlled and pneumatically/turbine driven; Ventilator operating modes: VCV, PCV, PSV, SIMV- VC & SIMV- PC, Tidal volume range: 20-1500mL; Maintain accurate tidal volumes by automatic compliance compensation and fresh gas compensation; One motion (Switch) from mechanical ventillation to manual /sponatneous mode; Automatic warming of Breathing System (35°C) to eliminates internal condensation, breathing system fullly autoclavable; Display monitor: Touchscreen display with minimum of 15 inch, with system interface; Parameter display for continuous respiratory monitoring of inspired oxygen concentration, respiratory rate, airway pressure, minute volume, tidal volume and peep pressure; Display in numerical value as well as graphical flow volume curve and pressure loops, cylinder and pipeline pressure should be digitally available; Provision for installation Anesthesia depth monitor (Bis or entropy) module, AG module and NITM Module; Movable breathing bag arm; CO2 Absorber: Standard reusable single canister; Auxiliary common gas outlet; Additional auxiliary oxygen/Air flowmeter, with gas outlet for providing supplemental oxygen; Power backup: Built-in rechargeable battery, autonomy >2 hours; Automatic switch to battery in case of power failure; Automatic recharge on connection to mains power source; Auxiliary AC panel at the back of machine (4) outlets; Mounting arm with accesories kit to attach anesthesia monitor to the side of anesthesia machine; Operational environmental conditions: Temperature 5-40◦C; Relative humidity: 4 to <90%; Altitude 200-3000m; Atmospheric pressure 500-800mmHg; Power Supply : 230V ± 6% , 50 Hz ± 1 % ; Power cord with 3 round pin top. ; Accessories: One set each of anaesthesia breathing circuit, Test lung and complete anaesthesia gases scavenging sets. Standard accessories should include: complete set of anesthesia breathing system, flow-sensor, oxygen-sensor, spindle key for backup oxygen, nitrous oxide and medical air cylinder; Pressure regulated valve with 5-meter hose and connector (conversion kit) for use with D type cylinder where there is no central gas supply.Certifications: CE, FDA, ISO, IEC or equivalent standards; (Standardised Brands: Drager Medical, Shenzhen Mindray and Datex Ohmeda) | Set
| Stethoscope, MRI compatible (Adult) | piece
| Crash trolley(anesthesia cart): Tubular framework, 6 removable bins above, two lockable storage units with three drawers each with adjustable compartment inside, Stainless steel IV pole, gloves holder, waste container mounted on the side, catheter box holder, side sliding table, mounted on DB castor, two brake provision. | Set
| Ultrasound imaging system, Anaesthesia, Portable: High resolution colour monitor 15inch; Operating modes: B Mode, M Mode, Colour flow, Pulse wave, Power Doppler, Real time image, Crossbeam, Coded contrast imaging and Anatomical M Mode; Standard features: Advance tissue harmonic imaging, spatial compounding imaging, CW imaging, Tissue Doppler Imaging, i-Scape or panoramic view, B-Steer, Auto Tissue Optimization, Virtual Convex with X- Beam, High dynamic range, Patient information data base, Vascular calculation (PSV, EDV, RI, PI, S/D ratio, AT, volume flow) Hip Dysplasia calculation, Wide field on convex, Multi gestational calculation and Quick save; Transducer : Probe 1, High speed linear array, Frequency(6-18MHz); Probe 2, Hockey stick transducer probe, frequency(3.5-16MHz); probe 3,curvilinear, Frequency(2-5MHz); Additional probe port; Measurement capabilities: Distance, Circumference, area and volume. Application: Abdominal, vascular, obstetrics, gynaecology, neonatology, Paediatrics, urology, transcranial, Musculoskeletal and small parts application. Servo controlled Voltage stabilizer. Recording facilities: UBS and DICOM (Basic, Vascular SR, OB/GYN SR, Query/ Retrieve and work list); Inbuilt battery backup for at least 1 hour; Certifications: CE, FDA, ISO, IEC or equivalent standards; Operational environmental conditions: Temperature 5-40oC; Relative humidity: 4 to <90%; Altitude 200-3000m;; Atmospheric pressure 500-800mmHg; Power Supply : 230V ± 6% , 50 Hz ± 1 % ; Power cord with round 3 pin top (Standardised Brands: Sonosite, Esoate) | Set
| Recovery Trolley: Light weight trolley, Swing type side rail protector, Provision for IV stand, Oxygen cylinder cage, Adjustable Back rest lifting 0 - 80 degrees, Adjustable height and facility to put in trendelenberg position. Frame made of stainless steel, Four 15 cm antistatic castor, lockable wheel, Foam mattress covered with synthetic leather. | Set
| Neuromuscular tranmission monitor: Dual sensory for both AMG &EMG modality monitoring system: Nerve locator 0-5mA , Nerve mapping 0-20mA and NMT monitoring 0-80mA adjustable upto-100mA; Modes: TWT, TET, TOF, DBS, PTC; Battery operated, with sensor cables and electrodes; (Standardised Brands: Fisher & Paykel) | Set
| Patient warming system: Forced warm air device with drape/blanket; Fast warm up; Temperature range: Low 32°C, medium 38°C, and high 40-44°C; Multiple mounting options: Cart, bed rail, IV pole or floor; Drape warming blankets: for upper and lower part of body, Adult and paediatric warming blanket (Set of 10 blankets each); Power supply: AC 220-240V, 50Hz; Power cord with 3 round pin top (Standardised Brand: Covidien, Gaymer and Thermocare) | Set
| Laryngoscope set, Miller, LED fiber optic: Comprised of 4 fiber optic Miller Blades No. 00, 0,1, 2, and a fiber optic compatible handle with type AA battery; Medical grade stainless steel, Quartz glass fibers for maximum light; Autoclavable fibre optic blades and light guides; Smooth,superior quality surface finish; Special profile blades for comfort (Standardised Brands: Fazzini, Martin and Compact) | Set
| Arterial blood gas machine (ABG) : Advanced Analytics, Fast Stat Results, All Liquid Calibration Cartidges, Automates Quality Control, Automatic Quality Analysis, Automatic Data Storage and Reporting, Small Sample Volume, Easy, Safe Capillary or Syringe Use. Standard Measured Test, Calculated Results, Special Calculated Test, Measurement Range. including facility for calculation of anion gap and printer. Calibration: User-selectable, fully automatic two-point calibration, user-selectable single point calibration, manual calibration initiated at any time. Power: 220 - 240V, 50 Hz, Power cord of round 3 pin top. Data port. | Set
| GlideScope-Video Laryngoscopes: Features anti-fogging mechanism, integrated high resolution camera and color monitor & video output/recording features, Video laryngoscope with baton for 1. adult, 2. pediatric & 3. neonate size. Power AC 220V- 240V with power power cord of round three pin top, with inbuilt rechargeble battery backup | Set
| Vital Sign Monitor: Standard Configuration- NIBP and SPO2, adult and pediatric sensor probe. Power supply: AC 220-240V. Power cord with round 3 pin top | 1
| Anaesthesia monitor, MRI compatible 15inch colour TFT with max. 8 waveforms; Standard configuration: NIBP, SPO2, 3/5 lead ECG, pulse rate, temperature, dual IBP, resp. sidestream ETCO2, Anaeasthesia gas monitor (AGM)/O2 measuring; (Auto detection of anesthesia agent); Large font display mode; Touch screen; Comprehensive arrhythmia review; Adjustable alarm sound; CO2 sampling lines with water trap, IBP transducers, SPO2 sensor probes and BP cuffs for adult, paediatric and neonate; ECG cable: 3 and 5 lead wires; Temperature probe: oesophagial and skin; IBP cable with disposable transducer; Rechargable battery and recorder; Power AC 220 - 240V; Power cord with round 3 pin top | Set
| Manual Jet Ventilator with regulator and Gauge with jet ventilation catheter, 100 cm connecting tube with leur lock. | Set
| Manniquin: CPR Torso with light Indicator: Papable anatomical landmarks, Adult CPR training with optional child spring, Fully articulated head, neck and jaw, Palpable carotid pulse, Adult/child mode, Proper compression depth, proper ventilation volume, improper hand placement indicated by yellow, green and red light. Accessories; Mouth and nose pieces, child spring, disposable lower airway, light controller with batteries, disposable tracheal airway washable suit and carrying case.Power supply: 220-240V. Power cord with round 3 pin top | Set
| Anaesthesia depth monitor: Bispectral Index monitor (BIS) 4 channel, Monitor for measuring anesthesia depth and display of processed data and real-time EEG waveforms; Display size: more than 3 inch and digital display; Digital parameters: Brain activity index (AI), Signal suppression rate (SR), Signal quality index (SQI), Electromyographic component level (EMG), Impedance of electrodes (Z1-Z3), Low level of alarm on AI, High level of alarm on AI; Digital output: USB ports A,B, RS232 serial port; Battery backup: minumum of 2 hours of operation time; Alarms: Auditory and visual, user-adjustable limits; Operational environmental conditions: Temperature 5-40◦C; Relative humidity: 4 to <90%; Altitude 200-3000m; Atmospheric pressure 500-800mmHg; Power supply: AC 220-240V, 50Hz; Power cord with 3 round pin top. Accessories: Electrode, Adult and Paediatric (100 pieces each) | Set
| Defibrillator machine: ECG Monitoring: 3-lead ECG cable, paddles and 10nos of pacing pads. Screen: High resolution display- heart rate, ECG, SPO2, NIBP, Optional ET CO2measuring, alarm on/off, AED functions and prompts, defibrillator test function, self test functions, pacer functions and delivered energy. Defibrillator: Biphasic waveform. Energy selection-upto 200 joules. Selected using control on sternum paddle or device front pannel. Quick charge time. Monitor display both selected and delivered energy. Charge controls on paddles and on device front pannel. Adult paddles slides off to expose pediatric paddles. AED function- auto-analyze and auto energy level selection, screen prompts and voice prompts. Recorder: Manual or automatic printing modes, on/off control on front pannel and on paddle. With the following modes: NIBP, EtCO2, IBP, Pacemaker, Temperature. Rechargeable battery. Power cord with three round pin plug top. | Set
| Mannequin, CPR Torso with light indicator; Palpable anatomical landmarks; Adult CPR training with optional child spring; Fully articulated head, neck and jaw; Palpable carotid pulse; Adult/child mode; Proper compression depth; Proper ventilation volume; Improper hand placement indicated by yellow, green and red light; Power supply: AC 220-240V, 50Hz; Power cord with 3 round pin top; Accessories: Mouth and nose pieces, child spring, disposable lower airway, light controller with batteries, disposable tracheal airway washable suit and carrying case | Set
| Manikin, CPR: Containing adult, child and neonate torso, mouth protection and carrying bag; Indicator for correct hand placement, correct depth, and proper head tilt chin lift or jaw thrust mechanism, with interchangeable lung, fit for mouth to mouth or face mask/pocket mask for rescue breathing | Set
| Target controlled Infusion Pumps for Anesthesia: Large and easy to read, high impact, high resolution Colour LCD Screen;Touch Screen, shortcut based user interface for ease of use ; MedMarker™ colour coding of medication; Intelligent supervision of alarms with AlertScout™;Drug-dose calculation; Dose-error-reduction system; Ramping and sequence drug library; Flow rate range 0.01 – 999 ml/h;Volume range 0.1 - 9999 ml ;Free-flow protection ;Adjustable pressure limit 0 – 999 mbar or mmHg ; Manual and programmable bolus function; Automatic bolus reduction following occlusion; Air-in-line detection; Battery operation up to 6 h (rate dependent) ; IR Interface; Standard power cord; Built-in handle;Ability to stack in docking station ;Compatible with IDMS/PDMS; Should support the Algorithms which include Marsh, Schnider, Minto and Eleveld. Relative Humidity ( 4 to < 90)%, Altitude ( 200 to 3000 ) meters, Atmospheric Pressure (500 to 800) mmHg ; Power Supply : 230V ± 6% , 50 Hz ± 1 % ; Power cord with 3 round pin top. | Set
| Ventilator, Manual jet: Regulator and gauge with jet ventilation catheter, 100cm connecting tube with leur lock (Standardised Brands: Manujet) | Set
| Digital Ultrasonic Diagnostic Imaging System and for nerve block (Laptop Type): High resolution colour monitor 10 - 15 inch, High resolutions imaging from 2 to 18 MHz, upto 2-4 hours of plug free imaging, Transducer button operation: high speed linear array 6-18 MHz, curved array 2- 6 MHZ. Hockey stick transducer probe, frequency 5-10 MHz. Power supply: 220-240V. Power cord with round 3 pin top | Set
| Stethoscope, MRI compatible (Neonate) | piece
| Anaesthesia machine, MRI compatible: Vaporiser: Isoflurane and sevoflurane; Gas delivery: 3 gas version (nitrous oxide, oxygen and air); Integrated safety functions; the Oxygen-ratio Controller should guarantee a minimum O2 in the fresh-gas flow; N2O cut off mechansim; audible O2 supply failure alarm with oxygen flush; Gas source: central pipeline supply from the wall - oxygen, nitrous oxide and medical air, with correspponding pressure guage on the machine, Pin index cylinder supply source: 1 yokes for O2 and 1 yoke for N2O and 1 yoke for Air, with corresponding cylinder pressure guage on the machine (one each for Oxygen and Nitrous oxide): 2 to 3 vaporizer confirguation, Tool-free installation selectatic manifold interlock and isolates vaporizers; Number of position: 2 or 3; Ventilator: electronically controlled and driven/ pneumatically controlled and driven; Standard reusable cannister for CO2 absorber; Ventilator operating modes, volume control, pressure control with (SIMV/pressure support, ASB); Tidal volume range: 10-1500mL; One motion from mechanical to manual mode; Ventilator screen with parameter display for continuous monitoring of inspired oxygen concentration, respiratory rate, airway pressure, minute volume, tidal volume and peep pressure; Gas supply: pipeline connection and cylinder input; Power supply: 220 - 240V, 50 Hz; Built-in rechargeable battery, autonomy >2 hours; automatic switch to battery in case of power failure; automatic recharge on connection to mains; Power cord with round 3 pin top Accessories: One set each of anaesthesia breathing circuit, Test lung and complete anaesthesia gases scavenging sets. | Set
| McCoy FO blade: Flexible blade with integrated F.O /LED light conductor, with bendable distal end, blade size adult,pediatric and neonate, stainless steel blade and battery handle type C | Set
| Monitor for fibreoptic intubation, Karl Storz : Digital display at least 7" with 2,160 X 3,840(4K) resolution, 2 camera inputs, USB and HDMI port, optimized user interface, Video and image capture in real time on SD Card, play back of recorded still image and video, data transfer to flash drive, splash proof according to IP54, suitable for wipe disinfection, shock resistant ABS plastic housing, intillegent power management with rechargeable battery, VESA 75 mounting; Camera Head: 8 pin, three chip CMOS camera head, Resolution 2,160 X 3,840(4K), focal length 20mm; Cold Light Source with equipment cart: LED light source with fibreoptic light cable with fibreoptic cable (3m); Beam package two shelves, drawer unit with lock, 2 equipment rail, 2 mains 3 metre cord power supply; Accessories: Intubating fiberscope (Adult), 5.2 × 65, eyepiece version with suction valve, Deflection up/down: 140 ͦ / 140 ͦ, direction of view 0 ͦ, angle of view 120 ͦ, working length 65cm, total length 93cm, Working channel inner diameter 2.3mm, Distal tip outer diameter 5.2 mm for use with LED battery light sources D1/ D3/ DE/ PF, Camera head (8 pin), Camera head (6 pin), 3- chip Camera head (PAL)/(NTSC) and fibre optic light cables; Case; Pressure compensation caps; Leakage tester; Tube holder; Cleaning brush; Irrigation adaptor; Suction valve; Bronchoscope insertion tubes size 4; LED battery light source. | Set
| Anesthesia Cart: .Built with stainless steel and aluminum frame with minium demision of Height X Width X Depth design of featuring tilt bin or bulk storage bin,sharps container,I.V pole,five divided drawer tray, and slide-out work surfaces, central locking system,impact resistant all-around aluminum coated bumper. smooth workflow facilitating soft-close ball bearing drawer slides. One-clip accessory attachment with accessory bar. Spills retaine staninless-steel worktop drawer with raised front rim. | Set
| Laryngoscope : Standard Macintosh blade- 4 blades Mac 1,2,3,4 with battery, handle type C. (stainless steel blades) with Fibreoptic light bulbs | Set
| Endotracheal cuff pressure gauge: Reusable, scale with safe cuff range from 0-100cmH2O; Luer connection to connect tracheal tube cuff inflating pilot balloon, air vent button, air inflator cuff, reusable, display with pressure range and safe pressure range (Standardised Brands: Covidien and Pulmodyne) | Set
| Pulse Oximeter, MRI compatible: With Probe for adult, child and neonate. Power Supply : 230V ± 6% , 50 Hz ± 1 % ; Power cord with 3 round pin top. | Set
| Wrights respirometer Tidal volume measurement with minute volume facility; Small inner dial records 0-100L, large outer dial measures 0-1L; Connector: inlet/outlet, 22mm male BS/ISO taper. | Piece
| Stethoscope, MRI compatible (Paediatric) | piece
| Laryngoscope set, Macintosh, LED fiber optic, MRI Compatible: Comprising of 4 fiber optic blades No. 1, 2, 3, 4 and a fiber optic compatible handle with type C battery; Medical grade stainless steel, Quartz glass fibers for maximum light; Autoclavable fibre optic blades and light guides; Smooth, superior quality surface finish; Special profile blades for comfort | Set
| Laryngoscope : Standard Millers blade- MIL 1, 2, 3, 4 with battery, handle type C. (stainless steel blades) with Fibreoptic light bulbs | Set
| Laryngoscope set, Miller, LED fiber optic: Comprised of 3 fiber optic Miller Blades No. 00, 0,1, and a fiber optic compatible handle with type AA battery; Medical grade stainless steel, Quartz glass fibers for maximum light; Autoclavable fibre optic blades and light guides; Smooth,superior quality surface finish; Special profile blades for comfort (Standardised Brands: Fazzini, Martin and Compact) | Set
| Patient monitor, Anaesthesia: 17inch Colour TFT with max. 8 waveforms; Standard configuration: NIBP, SPO2, 3/5 lead ECG, pulse rate, temperature, dual IBP, resp. side stream ETCO2, Anaesthesia gas monitor (AGM)/O2 measuring; (Auto detection of anaesthetic agents); Large font display mode; Touch screen; Comprehensive arrhythmia review; Adjustable alarm sound; CO2 sampling lines with water trap, IBP transducers, SPO2 sensor probes and BP cuffs for adult, paediatric and neonate; ECG cable: 3 and 5 lead wires; Temperature probe: oesophageal and skin; IBP cable with disposable transducer; Rechargeable battery and recorder; Power supply: AC 220-240V, 50Hz; Power cord with 3 round pin top. (Standardised Brands: Shenzhen Mindray and Philips) | Set
| Syringe Pump: Flow rage (ml/h), 0.1 - 200 ml/h 10 ml syringe, 0.1 - 300 ml/h, 5 ml to 50 ml syringe, (0.1 ml/h increments), Rapid flow rate 200 - 900 ml/h depending on size of syringe, Accuracy: Within +/-1 to 2%, Alarm: occlusion, near empty, end, system malfunction, syringe disengage, reminder, low battery, Power source: 240 V, 50Hz and power cord with round 3 pin top. Built in battery, Mounting: Pole or bed frame. | Set
| Suction machine, MRI compatible | Set
| Intubation laryngoscope, Video: Anti-fogging mechanism; Integrated high resolution camera and colour monitor; Video output/recording features; Video laryngoscope with each reusable baton for adult, paediatric and neonate; Intubating stylet for adult, paediatric and neonate; Inbuilt rechargeable battery backup; Power supply: AC 220-240V, 50Hz; Power cord with 3 round pin top (Standardised Brands: Verathon and Shenzhen Uheal) | Set
| Endotracheal tube :PVC, high volume, low pressure (Micro) cuff size- 4 mm (O/N) | Piece
| Endotracheal tube :PVC, high volume, low pressure (Micro) cuff size- 3.5mm (O/N) | Piece
| Endotracheal tube :PVC, high volume,low pressure (Micro) cuff size I.D 3 mm (O/N) | Piece
| Endotracheal tube :PVC, high volume,low pressure (Micro) cuff size I.D 2.5mm (O/N) | Piece
| Anesthesia machine, Highend: Suitable for adult, pediatric and newborn patients; The unit mounted on a trolley with minimum of four (4) anti-static swivel castors with brake system; Equipped with an upper shelf and three storage drawers; The cart with handles, a side rail for mounting accessories and an adjustable patient-circuit support arm; Gas delivery: 3 gas version (nitrous oxide, oxygen and medical air); Central pipeline supply from the wall with PISS/DISS or NIST to prevent wrong gas connection, with corresponding pressure gauge on the machine; Pin index cylinder supply source: 1 yoke each for O2, N2O and medical air, with corresponding cylinder pressure gauge on the machine (for Oxygen, Nitrous oxide and medical air); Integrated safety functions: The Oxygen-ratio controller should guarantee a minimum 21% O2 in the fresh-gas flow; N2O cut off mechanism; audible O2 supply failure alarm with oxygen flush; ACGO for connecting Jackson Rees circuit and supplemental oxygen delivery; Oxygen flush with flow rate of 35-70 L/min. Flow meter: electronic digital flow meter, two (2) for O₂, one (1) for air and one (1) for N₂O with programmed parameters visualization; The O₂ and N₂O flowmeters minimum range of 0.0 – 10 L/min; Electronic Vaporizer: Electronically controlled agent delivery, Isoflurane and Sevoflurane cassettes, 2 vaporizers configuration (position), Fast and instant agent delivery with no warning time, Vaporizer must be isolated from the gas flow in the off position, Built in overfill protection with locking system mechanism, Low agent level Alarm for all anesthetic agent,interlock system to isolates vaporizers to prevent delivering more than one agent at at time ; Ventilator: Electronically controlled and pneumatically/ turbine driven; Ventilator operating modes: VCV, PCV, PSV, SIMV- VC & SIMV- PC, Tidal volume range: 20-1500mL; Maintain accurate tidal volumes by automatic compliance compensation and fresh gas compensation; One motion (Switch) from mechanical ventillation to manual /sponatneous mode; Automatic warming of Breathing System (35°C) to eliminates internal condensation, breathing system fullly autoclavable; Display monitor: Touchscreen display with minimum of 15 inch, with system interface; Parameter display for continuous respiratory monitoring of inspired oxygen concentration, respiratory rate, airway pressure, minute volume, tidal volume and peep pressure; Display in numerical value as well as graphical flow volume curve and pressure loops, cylinder and pipeline pressure should be digitally available; Provision for installation Anesthesia depth monitor(Bis or entropy) module; Movable breathing bag arm; CO2 Absorber: Standard reusable single canister; Auxiliary common gas outlet; Additional auxiliary oxygen/Air flowmeter, with gas outlet for providing supplemental oxygen; Power backup: Built-in rechargeable battery, autonomy >2 hours; Automatic switch to battery in case of power failure; Automatic recharge on connection to mains power source; Auxiliary AC panel at the back of machine (4) outlets; Mounting arm with accesories kit to attach anesthesia monitor to the side of anesthesia machine; Operational environmental conditions: Temperature 5-40◦C; Relative humidity: 4 to <90%; Altitude 200-3000m; Atmospheric pressure 500-800mmHg; Power Supply : 230V ± 6% , 50 Hz ± 1 % ; Power cord with 3 round pin top. ; Accessories: One set each of anaesthesia breathing circuit, Test lung and complete anaesthesia gases scavenging sets. Standard accessories should include: complete set of anesthesia breathing system, flow-sensor, oxygen-sensor, spindle key for backup oxygen, nitrous oxide and medical air cylinder; Pressure regulated valve with 5-meter hose and connector (conversion kit) for use with D type cylinder where there is no central gas supply.Certifications: CE, FDA, ISO, IEC or equivalent standards; (Standardised Brands: Drager Medical, Shenzhen Mindray and Datex Ohmeda) | Set
| Ultrasound imaging system, Anaesthesia, Portable: High resolution colour monitor 15inch; High resolutions imaging, up to 2 - 4 hours of plug free imaging; 2 numbers of transducer suitable for nerve blocks and central venous line placement; Probe 1, High speed linear array 6-18MHz; Probe 2, Hockey stick transducer probe, frequency 3.5-16MHz; Include cart; Certifications: CE, FDA, ISO, IEC or equivalent standards; Operational environmental conditions: Temperature 5-40°C; Relative humidity: 4 to <90%; Altitude 200-3000m; Atmospheric pressure 500-800mmHg; Power supply: 220-240V, 50Hz; Power cord with 3 round pin top (Standardised Brands: Sonosite, Esoate) | Set
| MRI compatible devices | Heading
| Laryngoscope set, Macintosh, LED fiber optic: Comprising of 4 fiber optic blades No. 1, 2, 3, 4 and a fiber optic compatible handle with type C battery; Medical grade stainless steel, Quartz glass fibers for maximum light; Autoclavable fibre optic blades and light guides; Smooth, superior quality surface finish; Special profile blades for comfort | Set
| ICU Bed with mattress: Split safety sides with built-in patient and nurse control, Folding safety sides with control, Electrically operated back rest, knee-break and height adjustment, Electrically operated calf section adjustment, Electrically operated trendelenberg/reverse trendelenberg tilt, Auto-CPR button, Battery backup, Built-in bed extension with mattress retainer, Removal head and foot panels, Linked braking/stering system with four braking castors, Over all length and width 230 - 105 cm approximately, Power supply: 220-240V. Power cord with round 3 pin top | Set
| IV fluid/Blood warmer: warm up time from 20 to 36 degree celsius in 2 minute; Delivers normothermic fluids at flow rates from 15 - 250mL/min; Wide range of temperature from 28-42°C with overheat protection above 42 degree celsius; temperature accuracy ± 1 degree celsius. Display LED screen-showing setting, heating time, temperature control, error display. Pole mounting; Easy maintenance and self-calibrating, should accept standard IV/blood transfusion tube, and no special disposables needed, without extra consumable cost. Power Supply : 230V ± 6% , 50 Hz ± 1 % ; Power cord with 3 round pin top.(Standardised Brands: Keewell Medical, Gaymer and Biegler or equivalent or higher) | Set
| Monitor, Post Anaesthesia Care Unit: 15inch Colour TFT display with 8 waveforms; Standard configuration: NIBP, SPO2, 3/5 lead ECG, ETCO2, IBP, temperature and pulse rate, arrhythmia review, adjustable alarm sound; Patient range: Adult, paediatric and neonate; Touch screen; Inbuilt rechargeable battery and recorder; CO2 sampling lines with leur lock at both ends and water trap; IBP cable with disposable transducer; SPO2 cable and sensor probes for Adult, paediatric and neonates; BP cuffs for adult, paediatric and neonates; Temperature probe for skin and oesophagus/rectal; wall mount; Power supply: AC 220-240V, 50Hz; Power cord with 3 round pin top | Set
| Anesthesia machine: Suitable for adult, pediatric and newborn patients; The unit mounted on a trolley with minimum of four (4) anti-static swivel castors with brake system; Equipped with an upper shelf and three storage drawers; The cart with handles, a side rail for mounting accessories and an adjustable patient-circuit support arm; Gas delivery: 3 gas version (nitrous oxide, oxygen and medical air); Central pipeline supply from the wall with PISS/DISS or NIST to prevent wrong gas connection, with corresponding pressure gauge on the machine; Pin index cylinder supply source: 1 yoke each for O2, N2O and medical air, with corresponding cylinder pressure gauge on the machine (for Oxygen, Nitrous oxide and medical air); Integrated safety functions: The Oxygen-ratio controller should guarantee a minimum 21% O2 in the fresh-gas flow; N2O cut off mechanism; audible O2 supply failure alarm with oxygen flush; ACGO for connecting Jackson Rees circuit and supplemental oxygen delivery; Oxygen flush with flow rate of 35-70 L/min. Flow meter: Equipped with a minimum of four (4) analogue rotameters or electronic flow meter, two (2) for O₂, one (1) for air and one (1) for N₂O with programmed parameters visualization; The O₂ and N₂O flowmeters minimum range of 0.0 – 10 L/min; Vaporizer: Electronically controlled, Isoflurane and Sevoflurane, 2 vaporizers configuration (position), Tool-free installation, Selectable manifold interlock and isolates vaporizers to prevent delivering more than one agent at at time; Ventilator: Electronically controlled and turbine driven / Electronically controlled and pneumatically driven; Ventilator operating modes: VCV, PCV, PSV, SIMV- VC & SIMV- PC, Tidal volume range: 10-1500mL; Maintain accurate tidal volumes by automatic compliance compensation and fresh gas compensation; One motion (Switch) from mechanical ventillation to manual /sponatneous mode; Automatic warming of Breathing System (35ºC) to eliminates internal condensation; Display monitor: Minimum of 15 inchTouchscreen display , with system interface; Parameter display for continuous respiratory monitoring of inspired oxygen concentration, respiratory rate, airway pressure, minute volume, tidal volume and peep pressure; Display in numerical value as well as graphical flow volume curve and pressure loops; Movable breathing bag arm; CO₂ Absorber: Standard reusable single canister; Auxiliary common gas outlet; Additional auxiliary oxygen/Air flowmeter, with gas outlet for providing supplemental oxygen; Power backup: Built-in rechargeable battery, autonomy >2 hours; Automatic switch to battery in case of power failure; Automatic recharge on connection to mains power source; Auxiliary AC panel at the back of machine (4) outlets; Mounting arm with accesories kit to attach anesthesia monitor to the side of anesthesia machine; Operational environmental conditions: Temperature 5-40◦C; Relative humidity: 4 to <90%; Altitude 200-3000m; Atmospheric pressure 500-800mmHg; Power Supply : 230V ± 6% , 50 Hz ± 1 % ; Power cord with 3 round pin top. ; Accessories: One set each of anaesthesia breathing circuit, Test lung and complete anaesthesia gases scavenging sets. Standard accessories should include: complete set of anesthesia breathing system, flow-sensor, oxygen-sensor, spindle key for backup oxygen, nitrous oxide and medical air cylinder; Pressure regulated valve with 5-meter hose and connector (conversion kit) for use with D type cylinder where there is no central gas supply.Certifications: CE, FDA, ISO, IEC or equivalent standards; (Standardised Brands: Drager Medical, Shenzhen Mindray and Datex Ohmeda) | Set
| Anesthesia machine: Suitable for adult, pediatric and newborn patients; The unit mounted on a trolley with minimum of four (4) anti-static swivel castors with brake system; Equipped with an upper shelf and three storage drawers; The cart with handles, a side rail for mounting accessories and an adjustable patient-circuit support arm; Gas delivery: 3 gas version (nitrous oxide, oxygen and medical air); Central pipeline supply from the wall with PISS/DISS or NIST to prevent wrong gas connection, with corresponding pressure gauge on the machine; Pin index cylinder supply source: 1 yoke each for O2, N2O and medical air, with corresponding cylinder pressure gauge on the machine (for Oxygen, Nitrous oxide and medical air); Integrated safety functions: The Oxygen-ratio controller should guarantee a minimum 21% O2 in the fresh-gas flow; N2O cut off mechanism; audible O2 supply failure alarm with oxygen flush; ACGO for connecting Jackson Rees circuit and supplemental oxygen delivery; Oxygen flush with flow rate of 35-70 L/min. Flow meter: Equipped with a minimum of four (4) analogue rotameters or electronic flow meter, two (2) for O₂, one (1) for air and one (1) for N₂O with programmed parameters visualization; The O₂ and N₂O flowmeters minimum range of 0.0 – 15 L/min; Vaporizer: Electronically controlled, Isoflurane and Sevoflurane, 2 vaporizers configuration (position), Tool-free installation, Selectable manifold interlock and isolates vaporizers to prevent delivering more than one agent at at time; Ventilator: Electronically controlled and turbine driven / Electronically controlled and pneumatically driven; Ventilator operating modes: VCV, PCV, PSV, SIMV- VC & SIMV- PC, Tidal volume range: 10-1500mL; Maintain accurate tidal volumes by automatic compliance compensation and fresh gas compensation; One motion (Switch) from mechanical ventillation to manual /sponatneous mode; Automatic warming of Breathing System (35ºC) to eliminates internal condensation; Display monitor: Minimum of 15 inchTouchscreen display , with system interface; Parameter display for continuous respiratory monitoring of inspired oxygen concentration, respiratory rate, airway pressure, minute volume, tidal volume and peep pressure; Display in numerical value as well as graphical flow volume curve and pressure loops; Movable breathing bag arm; CO₂ Absorber: Standard reusable single canister; Auxiliary common gas outlet; Additional auxiliary oxygen/Air flowmeter, with gas outlet for providing supplemental oxygen; Power backup: Built-in rechargeable battery, autonomy >2 hours; Automatic switch to battery in case of power failure; Automatic recharge on connection to mains power source; Auxiliary AC panel at the back of machine (4) outlets; Mounting arm with accesories kit to attach anesthesia monitor to the side of anesthesia machine; Operational environmental conditions: Temperature 5-40◦C; Relative humidity: 4 to <90%; Altitude 200-3000m; Atmospheric pressure 500-800mmHg; Power Supply : 230V ± 6% , 50 Hz ± 1 % ; Power cord with 3 round pin top. ; Accessories: One set each of anaesthesia breathing circuit, Test lung and complete anaesthesia gases scavenging sets. Standard accessories should include: complete set of anesthesia breathing system, flow-sensor, oxygen-sensor, spindle key for backup oxygen, nitrous oxide and medical air cylinder; Pressure regulated valve with 5-meter hose and connector (conversion kit) for use with D type cylinder where there is no central gas supply.Certifications: CE, FDA, ISO, IEC or equivalent standards; (Standardised Brands: Drager Medical, Shenzhen Mindray and Datex Ohmeda) | Set
| Laryngoscope set, Miller, LED fiber optic, MRI Compatible : Comprised of 3 fiber optic Miller Blades No. 00, 0,1, and a fiber optic compatible handle with type AA battery; Medical grade stainless steel, Quartz glass fibers for maximum light; Autoclavable fibre optic blades and light guides; Smooth,superior quality surface finish; Special profile blades for comfort | Set
| Anaesthesia depth monitor: Bi-spectral Index monitor (BIS) 4 channel, Monitor for measuring anesthesia depth and display of processed data and real-time EEG waveforms; Display size: more than 3 inch and digital display; monitor to patient cable length minimum of 2.5 metres. Digital parameters: Brain activity index (AI), Signal suppression rate (SR), Signal quality index (SQI), Electromyographic component level (EMG), Impedance of electrodes (Z1-Z3), Low level of alarm on AI, High level of alarm on AI; Digital output: USB ports A,B, RS232 serial port; Battery backup: minumum of 2 hours of operation time; Alarms: Auditory and visual, user-adjustable limits; Operational environmental conditions: Temperature 5-40◦C; Relative humidity: 4 to <90%; Altitude 200-3000m; Atmospheric pressure 500-800mmHg; Power Supply : 230V ± 6% , 50 Hz ± 1 % ; Power cord with 3 round pin top. Accessories: Electrode, Adult and Paediatric (100 pieces each) | Set
| Fibreoptic intubation scope (Paediatric), Flexible: 5.2 x 65 eyepiece version with suction valve; Deflection up/down: 140°/140°, direction of view 0°, angle of view 120°, working length 65cm, total length 93cm; Working channel inner diameter 1.5mm; Distal tip outer diameter 3.7mm for use with LED battery light sources; one- chip Camera head and fibre optic light cables; with facility for biopsy; Power supply: AC 220-230V, 50-60Hz; Power cord with 3 round pin top Accessories: Case, pressure compensation caps, leakage tester, tube holder, cleaning brush, irrigation adaptor, suction valve, bronchoscope insertion tubes size 4, LED battery light source. (Standardised Brands: Karl Storz) | Set
| Mattress heating system, Paediartic, Portable: Easy to operate monitors temperature and prevents over heating; Reusable flexible polymer heating mattress/sheet, with viscoelastic foam pressure relief pad under and expanded polyester comfort lining cover; Encapsulated in latex-free, nylon fabric cover, retaining straps with non-microporous polyurethane coating, fully sealed with Radio Frequency (RF) welded seams; In-built temperature sensor and over-temperature thermal cut-out; Connection cable with strain relief, fully sealed entry grommet and waterproof connector; Temperature output range: 37 - 40°C in steps of 1°C; Over-temperature safety cut-out at 43°C; Mattress and blankets: 24 Vac (nom.), 25 - 65W; Acessories: Operating room mattress 1900 x 585 x 40mm full and 560 x 500 x 40mm (Paediatric) | Set
| Anaesthesia machine with halothane and isoflurane vaporiser: Gas delivery: 3 gas version (nitrous oxide, oxygen and air); Integrated safety functions; the Oxygen-ratio Controller should guarantee a minimun O2 in the fresh-gas flow; N2O cut off mechansim; audible O2 supply failure alarm with oxygen flush; Gas source: central pipeline supply from the wall - oxygen, nitrous oxide and medical air,with correspponding pressure guage on the machine, Pin index cylinder supply source: 1 or 2 yokes for O2 and 1 yoke for N2O and with corresponding cylinder pressure guage on the machine (one each for Oxygen and Nitrous oxide): 2 to 3 vaporizer confirguation, Tool-free installation selectatic manifold interlock and isolates vaporizers. Number of position: 2 or 3; Vaporizers: halothane; Ventilator: electronically controlled and driven/ pneumatically controlled and driven; Standard reusable cannister for CO2 absorber; Ventilator operating modes - volume control, pressure control with (SIMV/pressure support, ASB); Tidal volume range: 20-1500mL; One motion from mechanical to manual mode; Ventilator screen with parameter display for continuous monitoring of inspired oxygen concentration, respiratory rate, airway pressure, minute volume, tidal volume and peep pressure; Gas supply: pipeline connection and cylinder input; Built-in rechargeable battery, autonomy >2 hours; Automatic switch to battery in case of power failure; Automatic recharge on connection to mains; Certifications: CE, FDA, ISO, IEC or equivalent standards; Operational environmental conditions: Temperature 5-40oC; Relative humidity: 4 to <90%; Altitude 200-3000m; Atmospheric pressure 500-800mmHg; Power supply: AC 220-230V, 50-60Hz; Power cord with 3 round pin top; Appropriate voltage stabilizerAccessories: One set each of anesthesia breathing circuit, Test lung and complete anaesthesia gases scavanging sets | Set
| Anaesthesia machine, Portable: Small and compact unit ideal for office/outstation/remote based anaesthesia; 3 gas machine (O2, N2O and Air); Mechanical anti-hypoxic device and air/N2O interlock system; Specifically designed to accommodate low flow (closed circuit) with carbon dioxide absorber canister and auxiliary common gas outlet for open circuit; Auxiliary O2 flow meter port: Flow meter types: flow meter tubes with antistatic coating, flow range: Oxygen/Air/ Nitrous oxide: 0-10 L/min; Flow meter Accuracy: ± 2.5% full scale reading. Flow meter construction: tubes and floats are matched, and must not be interchangeable; Standard Gases: O2, N2O, Air; Anti-Hypoxic Device (AHD system): Minimum oxygen concentration: 30% ± 3% (total O2 + N2O flow); Basal flow –oxygen 100-200ml/min (Mechanical anti-hypoxic device and air/N2O interlock; Pin Indix safety system or Diameter index safety system to prevent wrong gas connection; Oxygen failure warning Devices: gas system whistle, visual indicator, direct pressure operated; Recessed flush valve/Oxygen flush: Button on front edge work surface; the system supplies 35-75 L/min when the button is fully depressed; Vaporizer to include: 1 Isoflourane and 1 Sevoflurane ; Transportation case: Hard shell carrying case with inner moulded soft padding, complete with caster and a retractable handle: a convenient mobile trolley/car with a sturdy built-in shelf; Connection hose: 5-meter, high pressure pipe with colour coding, and diameter index safety system connection at the machine end, and schrader valve regulator at the cylinder end (cylinder connector) for each gas (O2, N2O and Air); Power Supply : 230V ± 6% , 50 Hz ± 1 % ; Power cord with 3 round pin top. | Set
| Anaesthesia machine, Portable: Small and compact unit ideal for office/outstation/remote based anaesthesia; 3 gas machine (O2, N2O and Air); Mechanical anti-hypoxic device and air/N2O interlock system; Specifically designed to accommodate low flow (closed circuit) with carbon dioxide absorber canister and auxiliary common gas outlet for open circuit; Auxiliary O2 flow meter port: Flow meter types: flow meter tubes with antistatic coating, flow range: Oxygen/Air/ Nitrous oxide: 0-10 L/min; Flow meter Accuracy: ± 2.5% full scale reading. Flow meter construction: tubes and floats are matched, and must not be interchangeable; Standard Gases: O2, N2O, Air; Anti-Hypoxic Device (AHD system): Minimum oxygen concentration: 30% ± 3% (total O2 + N2O flow); Basal flow - oxygen 100-200mL/min (Mechanical anti-hypoxic device and air/N2O interlock; Pin Indix safety system or Diameter index safety system to prevent wrong gas connection; Oxygen failure warning Devices: gas system whistle, visual indicator, direct pressure operated; Recessed flush valve/Oxygen flush: Button on front edge work surface; the system supplies 35-75 L/min when the button is fully depressed; Vaporizer to include: 1 Isoflourane and 1 Sevoflurane; Transportation case: Hard shell carrying case with inner moulded soft padding, complete with caster and a retractable handle: a convenient mobile trolley/car with a sturdy built-in shelf; Connection hose: 5-meter, high pressure pipe with colour coding, and diameter index safety system connection at the machine end, and schrader valve regulator at the cylinder end (cylinder connector) for each gas (O2, N2O and Air); Power supply: 220-240V, 50Hz; Power cable with 3 round pin top | Set
| Anesthesia machine: Suitable for adult, pediatric and newborn patients; The unit mounted on a trolley with minimum of four (4) anti-static swivel castors with brake system; Equipped with an upper shelf and three storage drawers; The cart with handles, a side rail for mounting accessories and an adjustable patient-circuit support arm; Gas delivery: 3 gas version (nitrous oxide, oxygen and medical air); Central pipeline supply from the wall with PISS/DISS or NIST to prevent wrong gas connection, with corresponding pressure gauge on the machine; Pin index cylinder supply source: 1 yoke each for O2, N2O and medical air, with corresponding cylinder pressure gauge on the machine (for Oxygen, Nitrous oxide and medical air); Integrated safety functions: The Oxygen-ratio controller should guarantee a minimum 21% O2 in the fresh-gas flow; N2O cut off mechanism; audible O2 supply failure alarm with oxygen flush; ACGO for connecting Jackson Rees circuit and supplemental oxygen delivery; Oxygen flush with flow rate of 35-70 L/min. Flow meter: Equipped with a minimum of four (4) analogue rotameters or electronic flow meter, two (2) for O₂, one (1) for air and one (1) for N₂O with programmed parameters visualization; The O₂ and N₂O flowmeters minimum range of 0.0 – 10 L/min; Vaporizer: Electronically controlled, Isoflurane and Sevoflurane, 2 vaporizers configuration (position), Tool-free installation, Selectatic manifold interlock and isolates vaporizers to prevent delivering more than one agent at at time; Ventilator: Electronically controlled and driven/pneumatically controlled and driven; Ventilator operating modes: VCV, PCV, PSV, SIMV- VC & SIMV- PC,Tidal volume range: 20-1500mL; Maintain accurate tidal volumes by automatic compliance compensation and fresh gas compensation; One motion (Switch) from mechanical ventillation to manual /sponatneous mode; Automatic warming of Breathing System (35ºC) to eliminates internal condensation; Display monitor: Touchscreen display with system interface; Parameter display for continuous respiratory monitoring of inspired oxygen concentration, respiratory rate, airway pressure, minute volume, tidal volume and peep pressure; Display in numerical value as well as graphical flow, volume and pressure loops; Flexible breathing bag arm; CO2 Absorber: Standard reusable single canister; Auxiliary common gas outlet; Additional auxiliary oxygen/Air flowmeter, with gas outlet for providing supplemental oxygen; Power backup: Built-in rechargeable battery, autonomy >2 hours; Automatic switch to battery in case of power failure; Automatic recharge on connection to mains power source; Auxiliary AC panel at the back of machine (4) outlets; Mounting arm with accesories kit to attach anesthesia monitor to the side of anesthesia machine; Operational environmental conditions: Temperature 5-40◦C; Relative humidity: 4 to <90%; Altitude 200-3000m; Atmospheric pressure 500-800mmHg; Power supply: AC 220-240V, 50Hz; Power cord with 3 round pin top; Accessories: One set each of anaesthesia breathing circuit, Test lung and complete anaesthesia gases scavenging sets. Standard accessories should include: complete set of anesthesia breathing system, flow-sensor, oxygen-sensor, spindle key for backup oxygen, nitrous oxide and medical air cylinder; Pressure regulated valve with 5-meter hose and connector (conversion kit) for use with D type cylinder where there is no central gas supply.Certifications: CE, FDA, ISO, IEC or equivalent standards; (Standardised Brands: Drager Medical, Shenzhen Mindray and Datex Ohmeda) | Set
| Patient monitor for Wards : 8-10 color TFT display with 4 - 6 waveforms. Standard configuration; ECG, RESP. Dual-TEMP. NIBP, SPO2, Pulse rate. Adjustable alarm sound. Patient range; adult, pediatric and neonate. Power AC 220 - 240V. Battery and recorder. Accessories to be inlcuded :SPO2 probe & BP cuff for adult, child and neonate. | Set
| Patient monitor for PACU & ICU: 10 - 12 inch color TFT display with 8 waveforms. Standard Configuration: NIBP, SPO2, 3/5 lead ECG, EtCO2, IBP, temprature and pulse rate, Arrhythmia review. Adjustable alarm sound. Patient range:adult, pediatric and neonate. TOUCH SCREEN. Power AC 220 - 240V. Battery and recorder. Power cord with round 3 pin top. Accessories to be included: 10 numbers of CO2 sampling lines with water trap,10 numbers of IBP transducers, Extra SPO2 probe & BP cuff for adult, child and neonate (with wall mount) | Set
| Anesthesia Machine: Gas delivery: 3 gas version- Nitrous oxide, oxygen and air. Integrated safety functions: The Oxygen-Ratio Controller should guarantee a minimun oxygen in the fresh-gas flow. N20 cut off mechansim should ensure that no N2O is delivered in case of an oxygen failure. Audible oxygen supply failure alarm with oxygen flush. Pin index trolley: 2 yokes for oxygen and 2 yokes for N2O and 2 pressure gauges for oxygen and 2 for N2O: 2/3 vaporizer confirguation, Tool-free installation selectatic manifold interlock and isolates vaporizers. Number of position:2 or 3, Vaporizers: Halothane, Isoflurane or Sevoflurane. Ventilator: electronically controlled and driven/ pneumatically controlled and driven. Ventilator operating modes- volume control, pressure control with (SIMV/pressure support ,ASB) Tidal volume range: 20 to 1500 mL: One motion from mechanical to manual mode. Ventilator screen with parameter display with continuous monitoring of inspiratory oxygen, breathing frequency, airway pressure, minute volume and tidal volume. Gas supply: Pipeline connection and cylinder input. Power supply: 220 -240V, 50 HZ. Suitable UPS, Power cord with round 3 pin top. | Set
| AED-Automatic External Defibrillator : Fully automatic, L+B11CD screen, Electrodes pads for adult and pediatric patients, Battery powered with alternate AC adapter, Compact unit. Voice prompt instruction- check airway, apply pad, etc. (should supply 10nos of pacing pads each with the AED) Power supply: 220-240V. Power cord with round 3 pin top | Set
| Blood/Fluid Warming Unit: The warming device should apply advanced heat technology to obtain the right fluid temperature.Should have a wide range of temperature for all routine clinical situations.The device should be able to warm blood/fluid at the rate of 125ml/minute to 300m/minute. Delivers normothermic fluids at flow rates from 15ml/min to 250ml/minute. Wide range of temperature-from 28'C to 42'C. Pole mounting and connects to standard electrical (220V - 240V), Easy maintenance and self calibrating, Accessories as required. Power supply: 220-240V. Power cord with round 3 pin top. | Set
| Scope for Ascope 3 system: (pediatric) Sterile single use flexible scopes in pediatrict sizes compatible with reusable monitor. Easy to use and light weight. Suitable for intubation, airway inspection, placing and checking double lumen tubes and bronchial blockers | Piece
| Portable ventilator: Mode; Assist/Control, SIMV, Spon. Breath types: VCV, PCV, PSV. Mandatory setting: Respiratory rate- 1 to 80 breath/min, Tidal volume- 50 to 2000 ml, Inspiratory time- 0.2 to 5 seconds, Spontaneous setting- Pressure support: 0 to 70 cmH2O, Sensitivity: 3 to 25 lpm, Common setting: PEEP/CPAP: 0 to 20 cmH2O, Trigger sensitivity: 3 to 25lpm, Oxygen %: 21% to 100%, Operator set alarm limits: Alarms classified as high and medium priority with audible and visual presentations, should have option to monitor respiratory mechanics (negative inspiratiry force, etc) Internal battery: operating time of more than 4 hours and rechargable, Power line 220 - 240 V, 50 Hz, Power cord with round 3 pin top. Accessories: Resuable adult and pediatric circuit and bacterial filters. | Set
| Patient monitor for OT: 15 -17 inch color TFT with maximum 8 waveforms. Standard configuration- NIBP, SPO2, 3/5 lead ECG, Pulse rate, Temperature, dual IBP, resp. & ETCO2 & sidestream, multi-gas/O2 measuring. Large font display mode.TOUCH SCREEN. Comprehensive arrhythmia review. Adjustable alarm sound. Battery and recorder. Power AC 220 - 240V. Patient range: adult, pediatric and neonate. Power cord with round 3 pin top. Accessories to be included: 10 numbers of CO2 sampling lines with water trap, 10 numbers of IBP transducers, Extra SPO2 probe & BP cuff for adult, child and neonate | Set
| Infusion Pump: Pump type: Peristaltic finger type, Control method: Drip rate control, Required infusion set: Standard PVC IV set with 3.4 - 4.5 mm OD tubing, Flow rate range: 1 - 450 ml/h, Purge rate: more than 450 ml/h, Alarm: Door open, Occlusion, Low battery, Internal malfunction, Air in line, Infusion complete, Empty container, Reminder, abnormal drips. Mounting: Pole or Bed frame. Power supply: 220 - 240V =/- 10% 50 Hz.power cord with round 3 pin top | Set
| Patient Controlled Analgesia Machine: Programmable, work on a wide ranges of syringes/infusion pump type, comprehensive alarm packages, with various modes of infusion, bolus with patient control extension with button,, continuous infusion, lock out, electronic security key, inbuilt rechargeable battery back facility, Power supply: 220-240V, 50 Hz, Power cord with round 3 pin top and suitable voltage stabilizer. | Set
| Patient warming system with drape warming blankets : Fast warm up, Temperature range Low 32', medium 38', and high 40' - 44'C, Multiple mounting options: cart, bedrail, IV pole or floor, Drape warming blankets: for upper and lower part of body (adult) & pediatric warming blanket ( set of 10 blankets each). AC power 220 - 240V, 50 Hz, Hose 5 ft. with nozzle clip. Power supply: 220-240V. Power cord with round 3 pin top | Set
| Laryngoscope : Standard Millers blade- MIL 00, 0, 1 with battery, handle type AA. (stainless steel blades) with Fibreoptic light bulbs | Set
| Pulse Oximeter: SPO2 measurement range of 1% - 100%, Accuracy saturation (SpO2 =/- 1 SD) inbuilt rechargeable back up battery, High quality LCD graphical screen, Plethysmographic waveform or magnified view with pulse amplified indicator,visual indicators: Pulse search, audible alarm, silenced or off, artifact indicator, low battery and battery charging, sensor off, Alarm: audible and visual alarm for high and low saturation and pulse rate, audible and visual warning indicator for low battery, display saturation and pulse rate alarm limits. Standard accessories: Extension cable, sensor probe for adult, pediatric and neonate, power cord, operator manual.Variable pitch beep tone, Selection of adult and neonate alarm. Power supply: AC 220-240V, 50 Hz. Power cord with round 3 pin top | Set
| Airway Management Stimulator: Head and Neck with Thyroid cartilage and bronchial tree fixed to base, exchangeable skin and thyroid cartilage, carina with ballons/bronchial tree | Set
| Anaesthesia machine with Isoflurane and Sevoflurane vaporiser, MRI compatible: Gas delivery: 3 gas version (nitrous oxide, oxygen and air); Integrated safety functions; the Oxygen-ratio Controller should guarantee a minimum O2 in the fresh-gas flow; N2O cut off mechanism; audible O2 supply failure alarm with oxygen flush; Gas source: central pipeline supply from the wall - oxygen, nitrous oxide and medical air, with corresponding pressure gauge on the machine, Pin index cylinder supply source: 1 yokes for O2 and 1 yoke for N2O and 1 yoke for Air, with corresponding cylinder pressure gauge on the machine (one each for Oxygen and Nitrous oxide): 2 to 3 vaporizer configuration, Tool-free installation selectatic manifold interlock and isolates vaporizers; Number of position: 2 or 3; Ventilator: electronically controlled and driven/ pneumatically controlled and driven; Standard reusable canister for CO2 absorber; Ventilator operating modes, volume control, pressure control with (SIMV/pressure support, ASB); Tidal volume range: 20-1500mL; One motion from mechanical to manual mode; Ventilator screen with parameter display for continuous monitoring of inspired oxygen concentration, respiratory rate, airway pressure, minute volume, tidal volume and peep pressure; Gas supply: pipeline connection and cylinder input; Power supply: 220 - 240V, 50 Hz; Built-in rechargeable battery, autonomy >2 hours; automatic switch to battery in case of power failure; automatic recharge on connection to mains; Power cord with round 3 pin top Accessories: One set each of anaesthesia breathing circuit, Test lung and complete anaesthesia gases scavenging sets | Set
| Intubation laryngoscope, Video, Handheld: Colour Monitor with atleast 2.5 inch LCD screen. Battery- rechargeable battery with minimum of 2 hours working time and less than 2 hours of charging time. Handle and blade- Reusable, water proof, sterilisable by disinfectant or autoclave, blade should include the following size- Miller size 0 (for neonate), Mac 1 (pediatric), Mac 2 (small adult), Mac 3 (adult), Mac 4 (large adult). Carrying/storage Box- durable material with premoulded cushioned pad inside.Temperature (+5 to +40) deg Celsius, Relative Humidity ( 4 to < 90)%, Altitude ( 200 to 3000 ) meters, Atmospheric Pressure (500 to 800) mmHg ; Power Supply : 230V ± 6% , 50 Hz ± 1 % ; Power cord with 3 round pin top. | Set
| Intubating Fiberoptic with light source (Adult): Working length of 55 cm to 65 cm flexible probe, 1.4 mm multipurpose channel, 90' field of vision, 2 - 50 mm focal range, 260' tip deflection and 25 mm angulation, and plus to minus diopter adjustment | Set
| Intubating Fiberoptic with light source (neonate): Flexible probe with multipurpose channel, 90' field of vision, 2 - 50 mm focal range, 260' tip deflection and 25 mm angulation, and plus to minus diopter adjustment | Set
| Difficult Airway Intubation Aid: (main unit / monitor) aScope 3 system for difficult intubation: should have (1) high resolution reusable monitor, with inbuilt rechargeble battery. Power supply to power the set as well as recharge the battery. (2) 3 size ascope for Adult, Pediatric, and infant, all with connection for monitor, control lever for easy manupulation of the tip, suction port, working channel, etc. | Set
| Scope for Ascope 3 system: (adult) Sterile single use flexible scopes in adult sizes compatible with reusable monitor. Easy to use and light weight. Suitable for intubation, airway inspection, placing and checking double lumen tubes and management of secretions, BAL procedures. | Piece
| Oxygen Cylinder B-Type | Piece
| ECG Simulator with Arrhythmia | Piece
| CPR Torso Manniquin: Containing adult, child and neonate torso, mouth protection and carrying bag. | Set
| Crash Trolley: Tubular framework, 6 removable bins, two lockable storage units with three drawers each, each cylinder carrier, stainless steel saline rod, mounted on 125 mm DB castor, two brake provision. | Set
| Peripheral Nerve Stimulator: Pulse amplitude adjustable from 2 to 100 mA. Modes: TWT, TET, TOF, DBS, PTC. Battery operated. | Set
| Cuff Pressure Gauge : 50 mm scale, release valve to allow sensitive adjustment of the desired cuff pressure, scale with cuff range from 20 to 30 cm H20. | Piece
| Patient transfer system: For patient transfer between trolley, OT table, ICU bed etc : Easy move or patslide, full body length, compatible with 200 kg patient, with smooth edges. | Piece
| Sequential compression device (SCD) for prevention of DVT in ICU. Sleeves for the device: Knee length and thigh length ( Sizes: Small, Medium & Large) (include atleast 10 of each sleeves in the quote) | Set
| Fluid warming cabinet for warming IV and irrigation fluids :upto 4.2.cu ft.capacity.compact size for freedom of placement within the facility .customable depth,door material,premium features,base and installation. | Piece
| BiPAP machine: - portable- Autoset algorithym,- With humidifier, IPAP: 4-30 ppressure cm H2O, EPAP: 4-30 preaaure cm H2O,- With at least 3 modes: and port for oxygent inlet. a) CPAP; b) Bipap; c) spontaneous mode should have three sets of following: 1. CPAP/BiPAP mask, full face, adult size, reusable, with head strap; 2. CPAP/ BiPAP nasal mask, adult size, reusable with head strap | Set
| Flexible bronchoscopy/fibreoptic bronchoscope: with xenon light source, forceps for bronchoscopic biopsy, channel for biopsy, and suction, biopsy channel diameter of 2.2mm, suction port, and cleaning brush, viewing angulation range of 130 /180o - video bronchoscope would be preferable | Set
| Patient Controlled Analgesia (PCA) pump: Programmable; with various modes of infusion:continuous, bolus with patient control extension with button, continuous + bolus infusion, Programmed Automatic Bolus (PAB) with combined PCA, lock out interval, electronic security key; Infusion pump types; Accuracy: +/- 5 %; Flow rate: 0.1 ml/h to 100ml/h; Programming units : ml/mg/µg ; Concentration: 0.1 to 99.9 mg/ml/0.1 to 999.9 µg/ml; Volume to infuse: 1 ml to 9999 ml; Bolus dose:0 or from 0.1 to 60ml with 0.1ml increment; Bolus flow rates: 100 ml/h, adjustable from 50 to 100 ml/h with 10 ml/h increment; Lockout interval: 0 to 999 minutes; Screen display for programing and history trends, comprehensive alarm package; Lockable pump keyboard; Autopriming through the pump; Clinician bolus override;Mandatory priming;Automatic restart after occlusion release;Occlusion alarm levels: Low,Middle and High; Inbuilt rechargeable battery; battery life; 6 days at 5 ml/h with bolus and 9 days at 2 ml/h; Power Supply : 230V ± 6% , 50 Hz ± 1 % ; Power cord with round 3 pin top; Accessories: 20 nos of infusion set.(Standardised Brands: Micrel and Smith Medical, "or equivalent or higher") | Set
| Esophageal/Tracheal Double Lumen Airway (Combitube): Size: 37 ID | Piece
| Intubation scope, Video, Flexible: Main unit with high resolution monitor; Inbuilt rechargeable battery; 3 sizes flexible intubating scope for adult, paediatric, and infant, all with connection for monitor, control lever for easy manipulation of the tip, suction port, working channel, etc.; Power Supply : 230V ± 6% , 50 Hz ± 1 % ; Power cord with 3 round pin top. Accessories: Flexible intubating scope (Adult): Sterile single use flexible scopes compatible with reusable monitor; Suitable for intubation, airway inspection, placing and checking double lumen tubes and management of secretions, BAL procedures; Flexible intubating scope (Paediatric) Sterile single use flexible scopes compatible with reusable monitor. Suitable for intubation, airway inspection, placing and checking double lumen tubes and bronchial blockers. | Set
| Intubation scope, Video, Flexible: Main unit with high resolution monitor; Inbuilt rechargeable battery; 3 sizes flexible intubating scope for adult, paediatric, and infant, all with connection for monitor, control lever for easy manipulation of the tip, suction port, working channel, etc.; Power supply: AC 220-240V, 50Hz; Power cord with 3 round pin top; Accessories: Flexible intubating scope (Adult): Sterile single use flexible scopes compatible with reusable monitor; Suitable for intubation, airway inspection, placing and checking double lumen tubes and management of secretions, BAL procedures; Flexible intubating scope (Paediatric) Sterile single use flexible scopes compatible with reusable monitor. Suitable for intubation, airway inspection, placing and checking double lumen tubes and bronchial blockers | Set
Extension Tubes/Lines(sterile) | Extension tube: With 3-way stop cock with leur lock, length 150 cm | Piece
| Extension tube: Length 100-150mm Male and Female Leur Lock (Low volume for syringe pump) | Piece
| Extension tube: With 3-way stop cock with leur lock: Length 50 cm | Piece
| Extension tube: With 3-way stop cock with leur lock, length 100 cm (low volume) | Piece
Face Mask | Face mask transparent disposible : Size 00 (inflatable cushion) | Piece
| Face mask transparent disposible : Size 0 ( inflatable cushion) | Piece
| Face mask transparent disposible : Size 1 (Resuable inflatable cushion) | Piece
| Face mask transparent disposible : Size 2 (Resuable inflatable cushion) | Piece
| Face mask transparent disposible : Size 3 (Resuable inflatable cushion) | Piece
| Face mask transparent disposible : Size 4 ( Resuable inflatable cushion) | Piece
Flexo-Metallic Endotracheal Tube cuffed | Flexo-Metalic Endotracheal Tube : Cuffed- size - I.D 5.5mm | Piece
| Flexo-Metalic Endotracheal Tube : Cuffed- size - I.D 5mm | Piece
| Flexo-Metalic Endotracheal Tube : Cuffed- size - I.D 6mm | Piece
| Flexo-Metallic Endotracheal Tube: Cuffed- size -I.D 6.5 mm | Piece
| Flexo-Metallic Endotracheal Tube: Cuffed- size - I.D 7.5mm | Piece
| Flexo-Metallic Endotracheal Tube: Cuffed- size - I.D 7mm | Piece
| Flexo-Metallic Endotracheal Tube: Cuffed- size - I.D 8.5mm | Piece
| Flexo-Metallic Endotracheal Tube: Cuffed- size - I.D 8mm | Piece
Forceps | Capnography (etCO2 ) Sampling Line: with dry water trap (compitable with mindray monitor) standard 200 tom400 cm line length, with leur lock male type at both end, single patient use, donot contain natural rubber latex, intended to be used in intubated, or face mask, adaptor dead space is <6.6cc | Per Cylinder
| Forceps MaGill - Adult | Piece
| Forceps MaGill - Pediatric | Piece
Instruments | Forceps | Heading
| Laryngoscope, Standard Macintosh: 4 blades, Mac 1, 2, 3, 4 with battery; Handle type C with light source in the handle with fibre optic SS blade | Set
| Forceps, MaGill 25cm, Adult | Piece
| Forceps, MaGill 15cm, Infant | Piece
| Forceps, MaGill 20cm, Paediatric | Piece
Intra-arterial catheter | Arterial Catheter: Radial artery set 2.5F, lenght 60 mm | Set
| Closed loop arterial blood sampling disposable transducer set for the invasive Monitoring of Haemodynamics Pressure. | Set
| Arterial Catheter: Radial artery set 3F, lenght 60 mm | Set
Intubating LMA Airway | Intubating LMA airway : Size 4, with handle, epiglottic elevating bar. With tracheal tube size 6.5, Latex free | Piece
| Intubating LMA airway : Size 3, with handle, epiglottic elevating bar, with tracheal tube size 6.5, latex free. | Piece
| Intubating LMA airway : Size 3, with handle, epiglottic elevating bar, with tracheal tube size 6, latex free. | Piece
| Intubating LMA airway : Size 3, with handle, epiglottic elevating bar, with tracheal tube size 7.5, latex free. | Piece
| Intubating LMA airway : Size 3, with handle, epiglottic elevating bar, with tracheal tube size 7, latex free. | Piece
| Intubating LMA airway : Size 4, with handle, epiglottic elevating bar. With tracheal tube size 6, Latex free | Piece
| Intubating LMA airway : Size 4, with handle, epiglottic elevating bar. With tracheal tube size 7.5, Latex free | Piece
| Intubating LMA airway : Size 4, with handle, epiglottic elevating bar. With tracheal tube size 7, Latex free | Piece
Laryngeal Mask Airway, Flexible, Reinforced Tube | Laryngeal mask airway : Flexible, reinforced tube, latex free, size 2 | Piece
| Laryngeal mask airway : Flexible, reinforced tube, latex free, size 2.5 | Piece
| Laryngeal mask airway : Flexible, reinforced tube, latex free, size 3 | Piece
| Laryngeal mask airway : Flexible, reinforced tube, latex free, size 4 | Piece
Laryngeal Mask Airway: (LMA) | Laryngeal mask airway : Size 1, reusable, (curved/classic) with apparture bar | Piece
| Laryngeal mask airway : Size 2.5, reusable (curved/classic) with apparture bar | Piece
| Laryngeal mask airway : Size 1.5, reusable (curved/classic) with apparture bar | Piece
| Laryngeal mask airway : Size 2, reusable (curved/classic) with apparture bar | Piece
| Laryngeal mask airway : Size 3, reusable (curved/classic) with apparture bar | Piece
| Laryngeal mask airway : Size 4, reusable (curved/classic) with apparture bar | Piece
| Laryngeal mask airway : Size 5, reusable (curved/classic) with apparture bar | Piece
Laryngeal Mask Airway: Proseal reusable | Laryngeal Mask Airway: Proseal reusable: Size 1.5 | Piece
| Laryngeal Mask Airway: Proseal reusable: Size 2 | Piece
| Laryngeal Mask Airway: Proseal reusable: Size 2.5 | Piece
| Laryngeal Mask Airway: Proseal reusable: Size 3 | Piece
| Laryngeal Mask Airway: Proseal reusable: Size 4 | Piece
| Laryngeal Mask Airway: Proseal reusable: Size 5 | Piece
Laryngeal Tube | Laryngeal Tube with Drain Tube: Color coded syringe and one biteblock (silicone) - reusable size 2 | Piece
| Laryngeal Tube with Drain Tube: Color coded syringe and one biteblock (silicone)- Reusable Size 3 | Piece
| Laryngeal Tube with Drain Tube: Color coded syringe and one biteblock (silicone)- Reusable Size 4 | Piece
| Laryngeal Tube with Drain Tube: Color coded syringe and one biteblock (silicone)- Reusable size 5 | Piece
| Laryngeal Tube with Drain Tube: Color code syringe and one biteblock (silicone)- reusable size 2.5 | Piece
Medical Gases (Gas Refilling) | Oxygen Gas Refilling- AA Type | Per Cylinder
| Hydrogen Refilling-D Type | Per Cylinder
| BLOCK NEEDLES echogenic single shot nerve block needle with 30 degree bevel and extension set, 22 G 5cm (find out he length) | Piece
| BLOCK NEEDLES echogenic single shot nerve block needle with 30 degree bevel and extension set, 22 G 10cm | Piece
| Hospital Emergency Crash cart: 1. ABS trolley body; 2. Plastic-steel columns; 3. Adjustable height IV pole attached to unit; 4. Removable Dust basket; 5. Utility container; 6. File bag; 7. Defibrillator shelf, power outlet & hooks; 8. Sliding side shelf; 9. Stainless steel guard rail; 10.Concave top covered transparent soft plastic glass; 11.Centralized lock; 12.Two small & Three big drawer with adjustable partition which can be well organized inside the each drawer.; 13.Drawers repositioned easily; 14.Luxurious noiseless caster sinner with partitions can be well organized; 15.ABS basket & drawer frame can be repositioned easily; 16.Luxuriouos casters wheels which enables easy trolleying / movement, with two with brakes; 17. CPR board; 18. Oxygen tank holder; 29. Needle disposal bottle | Set
| Oxygen Gas Refilling- D Type (For JDW) | Per Cylinder
| IV drip set compatible with infusion pump | Piece
| Carbon Dioxide Refilling- B Type | Per Cylinder
| Carbon Dioxide Refilling- D Type | Per Cylinder
| Oxygen Gas Refilling- A Type | Per Cylinder
| Oxygen Gas Refilling- B Type | Per Cylinder
| Oxygen Gas Refilling- C Type | Per Cylinder
| Oxygen Gas Refilling- D Type | Per Cylinder
| Nitrogen Gas Refilling- D Type | Per Cylinder
| Nitrous Oxide Gas Refilling- A Type | Per Cylinder
| Nitrous Oxide Gas Refilling- B Type | Per Cylinder
| Nitrous Oxide Gas Refilling- D Type | Per Cylinder
Microlaryngeal Tube | Microlaryngeal tube : Size - I.D 5mm | Piece
| Microlaryngeal tube : Size - I.D 6mm | Piece
MRI compatible devices | Syringe pump, MRI compatible: Syringe-10ml,20,50ml;Drive accuracy± 1%,Total Volume Dislay-0-999.9ml resettable,Three pressure level-High, Medium and low,Alarms-Occlusion,low battery, almost empty,end, syringe detach/disengaged,Reminder;Mountable, With battery backup of min.6 hours, Power Supply : 230V ± 6% , 50 Hz ± 1 % ; Power cord with 3 round pin top. | Set
Mucosal atomizer device | Laryngo-tracheal mucosal atomizer device without syringe | Piece
Neubilizer Mask Kit | Adult nebulizer mask kit : Facemask with adjustable nose clip, head strap, nebulizer chamber with 2 meter tubing. | Set
| Pediatric nebulizer mask kit : Face mask with adjustable nose clip, head strap, nebulizer chamber with 2 meter tubing. | Set
Oxygen Face Mask | Oxygen nasal prong : With 2 meter tubing (Adult) | Piece
| Oxygen face mask : With adjustable nose clip, elastic headstrap with reservoir bag- pediatric, with 2 meter tubing (Pediatric) | Piece
| Oxygen face mask : With adjustable nose clip, elastic headstrap with reservoir bag with 2 meter tubing (Adult) | Piece
| Oxygen nasal prong : With 2 meter tubing (Pediatric) | Piece
Pressure Infusion Cuff | CPAP Respiration Set : CPAP Mask, Harness, PEEP Valve adjustable from 5 - 20cmH2O, and adapter for 22mm tube connection, should be able to connect to ventillator circuit. | Set
| Pressure Infusion Cuff: With hand inflator and manometer fixed to the cuff: wrap around, reusable. 1000ml | Set
| Pressure Infusion Cuff: With hand inflator and manometer fixed to the cuff: wrap around, reusable. 500 ml | Piece
Pressure monitoring lines | Non-expanding PMO line 200cm with luer lock | Piece
RAE tube Cuffed PVC Nasal | RAE tube : PVC, cuffed nasal- size ID 5mm | Piece
| RAE tube : PVC, cuffed nasal- size ID 6.5mm | Piece
| RAE tube : PVC, cuffed nasal- size ID 6mm | Piece
| RAE tube : PVC, cuffed nasal- size ID 7mm | Piece
| RAE tube : PVC, cuffed nasal- size ID 3.5mm | Piece
| RAE tube : PVC, cuffed nasal- size ID 4.5mm | Piece
| RAE tube : PVC, cuffed nasal- size ID 4mm | Piece
| RAE tube : PVC, cuffed nasal- size ID 5.5mm | Piece
RAE tube Cuffed PVC Oral | RAE tube : PVC, micro cuffed oral- size ID 3mm | Piece
| RAE tube : PVC, cuffed oral- size ID 5mm | Piece
| RAE tube : PVC, micro cuffed oral- size ID 3.5mm | Piece
| RAE tube : PVC, cuffed oral - ID 4.5mm | Piece
| RAE tube : PVC, cuffed oral- size ID 4mm | Piece
| RAE tube : PVC, cuffed oral- size ID 5.5mm | Piece
| RAE tube : PVC, cuffed oral- size ID 6.5mm | Piece
| RAE tube : PVC, cuffed oral- size ID 6mm | Piece
| RAE tube : PVC, cuffed oral- size ID 7.5mm | Piece
| RAE tube : PVC, cuffed oral- size ID 7mm | Piece
| RAE tube : PVC, cuffed oral- size ID 8mm | Piece
RAE Tube PVC, Uncuffed Nasal | RAE tube : PVC, non-cuffed nasal- size ID 3.5mm | Piece
| RAE tube : PVC, non-cuffed nasal- size ID 3mm | Piece
| RAE tube : PVC, non-cuffed nasal- size ID 4.5mm | Piece
| RAE tube : PVC, non-cuffed nasal-size ID 4mm | Piece
| RAE tube : PVC, non-cuffed nasal- size ID 5.5mm | Piece
| RAE tube : PVC, non-cuffed nasal- size ID 5mm | Piece
| RAE tube : PVC, non-cuffed nasal- size ID 6mm | Piece
| RAE tube : PVC, non-cuffed nasal- size ID 7mm | Piece
| RAE tube : PVC, non-cuffed nasal- size ID 2.5mm | Piece
RAE Tube Uncuffed Oral | RAE tube : PVC, non-cuffed oral- size ID 2.5mm | Piece
| RAE tube : PVC, non-cuffed oral- size ID 3.5mm | Piece
| RAE tube : PVC, non-cuffed oral- size ID 3mm | Piece
| RAE tube : PVC, non-cuffed oral- size ID 4.5mm | Piece
| RAE tube : PVC, non-cuffed oral- size ID 4mm | Piece
| RAE tube : PVC, non-cuffed oral- size ID 5.5mm | Piece
| RAE tube : PVC, non-cuffed oral- size ID 5mm | Piece
Resuscitation Bag | Reusable Silicone Resuscitation Bag : Adult 2000 ML, with 40 cm H2O pressure relief, Air Cushion Face Mask # 4, Reservoir Bag 2600 ML with Valve, 2 m O2 tubing. | Piece
| Reusable Silicone Resuscitation Bag : Child 500 ML, with 40 cm H2O pressure relief, Air Cushion Face Mask # 2, Reservoir bag 1800 ML with Valve, 2m 02 Tubing | Piece
| Reusable Silicone Resuscitation Bag : Infant 250 ML with 40 cm H20 pressure relief, Mask round # 1, Reservoir Bag 600 ML with valve, 2 m 02 tubing | Piece
Sleeves for SCD | Sleeves for sequential compression device. Knee length, medium size | Piece
| Sleeves for sequential compression device. Thigh length, medium size | Piece
Smooth bore PVC Circuit (ICU Ventilator) | Smoothbore PVC circuits (with accessories) : 22 mm adult PVC ICU circuit, standard Y-Piece with port, 22M/15F patient connections, inspiratory line 160 cm with adult water trap, expiratory line 160 cm with adult water trap, extra limb 100 cm, 22Flex-22Flex ventilator connections, sterile. | Set
| Smoothbore PVC circuits (with accessories) : 22 mm Pediatric PVC ICU circuit, standard Y-Piece with port, 22M/15F patient connections, inspiratory line 160 cm with pediatric water trap, expiratory line 160 cm with pediatric water trap, extra limb 80 cm, 22Flex-22Flex ventilator connections, sterile. | Set
Spinal Needles | Spinal needle, Quinckes, Disposable, Sterile Size 27G | Piece
| Spinal needle (pencil point) : Disposable, size - 25 G-sterile ,with introducer needle | Piece
| Spinal needle (pencil point) : Disposable, size - 26 G- sterile ,with introducer needle | Piece
| Spinal needle (pencil point) : Disposable, size - 27 G- sterile with introducer needle | Piece
| Spinal needle (Quinckes) : Disposable, size 22 G- sterile | Piece
| Spinal needle (Quinckes) : Disposable, size 23 G- sterile | Piece
| Spinal needle (Quinckes) : Disposable, size 25 G- sterile | Piece
| Spinal needle (Quinckes) : Disposable, size 27G- sterile | Piece
| Spinal needle (Quinckes): size 22, length 15 cm- sterile (for nerve block) | Piece
| Sodalime : Granule size 4 - 8 mesh or granules 1/4 - 1/8 inch in diameter, PH indicator turing from pink to white when exhausted. | Pkt
Stylets | Gum elastic bougie (neonate) | Piece
| Gum elastic bougie (adult) | Piece
| Stylet : Size: OD 14 (large) | Piece
| Stylet : Size: OD Fr 10 (medium) | Piece
| Stylet : Size: OD Fr 6 (small) | Piece
| Gum elastic bougie (child) | Piece
| Tube exchanger with markings and port for oxygenation adult | Piece
| Tube exchanger with markings and port for oxygenation pediatric | Piece
Surfactant connector | Surfactant connector attaches to ET 3/3.5 with side port | Piece

## Chemotherapy
Category | Item Name | Pack Size
Consumables | Huber needle set for chemo port access : 90 degree curved, code: HC 2020, Yellow colour, Needle diameter: 0.9 mm and needle length : 20mm | 25/pkt
| Butterfly needle, Size 23 | Piece
| Bag, Plastic: Ziplock, 100mL | 20/Pkt
| Huber needle set for chemo port access : 90 degree curved, code: HC 2025, Yellow colour, Needle diameter: 0.9 mm and needle length : 25mm | 25/pkt
| Gloves, Nitrile, Sterile, Powder free, Size 7 | 50/Pkt
| Gloves, Nitrile, Sterile, Powder free, Size 6 | 50/pkt
| Syringe with luer lock cap, Disposable 50mL | Piece
| Goggles | Pair
| Butterfly needle, Size 24 | Piece
| Gloves, Nitrile, Sterile, Powder free, Size 6.5 | 50/pkt
| Butterfly needle, Size 25 | Piece
| Container, Punture and leak proof | Piece
| Scraper, Plastic | Piece
| Shoe cover, Disposable | Pair
| Sponges, Disposable | Piece
| Bag, Plastic: Ziplock, 500mL | 20/Pkt
| Syringe with luer lock cap, Disposable 10mL | Piece
| Desiccant powder or granules | Packet
| Syringe with luer lock cap, Disposable 5mL | Piece
| Gown with cuffs and back closure, Impermeable fabric | Set
| Dust pan, Disposable | Piece
| Syringe with luer lock cap, Disposable 20mL | Piece
| Syringe with luer lock cap, Disposable 2mL | Piece
| Gloves; for protection | Set
| Syringe with Luer lock cap 10ml (disposable) | Piece
| Syringe with Luer lock cap 5ml (disposable) | Piece
| Syringe with Luer lock cap 2ml (disposable) | Piece
| Syringe with Luer lock cap 20ml (disposable) | Piece
| Syringe with Luer lock cap 50ml (disposable) | Piece
| Plastic scraper | Piece
| Disposable dust pan | Piece
| Container of desiccant powder or granules to absorb wet contents | Piece
| Container; punture and leak proof | Piece
| Disposable sponges | Piece
| Mask (N-95) | Piece
| Absorbable towel | Piece
| Mask; disposable | Piece
| Shoe cover; disposable | Pair
| Gown with cuffs and back closure; impermeable fabric | Set
| Butterfly needle (scalp vein set), Size 23 | Piece
| Butterfly needle (scalp vein set); Size 24 | Piece
| Butterfly needle (scalp vein set); Size 25 | Piece
| Bag, Plastic: Ziplock, 1000mL | 20/Pkt
| Gloves, Nitrile, Sterile, Powder free, Size 7.5 | 50/Pkt
Equipments | Extra Large Prestige Platform Trolley (with cage) : Wire cage has fold down front to make loading and unloading easier, Powder coated steel construction with vinyl decks, Surround bumper on perimeter of trolley, Polyurethane castors - 2 x fixed, 2 x swivel, Platform height with pneumatic castors: 310mm. | Set
Micro ramp thermoplier
| Negative pressure isolator unit: For chemotherapy mixing; Two glove ports; Transfer chambers; Exhaust spigot for connection to dedicated exhaust system (Ductless type); Remote fans for the exhaust system; Negative pressure for operation and safety; EU GMP Grade A unidirectional airflow work area for aseptic work and product protection; Transfer chambers with electromagnetic timed interlocks and high air change rates; Digital display for isolator functions and transfer chamber operation; PLC controls; Safe to change main (primary) filter; Capacity 300-330L, SS polished internally and externally; 13 amp single splash proof socket; Service taps; Glove sleeve; Leak test disc with digital manometer; Certifications: CE, FDA, ISO, IEC or equivalent standards; Operational environmental conditions: Temperature 5-40oC; Relative humidity: 4 to <90%; Altitude 200-3000m; Atmospheric pressure 500-800mmHg; Power supply: AC 220-240V, 50Hz; Power cord with 3 round pin top | Set
| IV cannula trolley for hospital use : ABS molded, 304 grade S.S surface (corrosion resistance), 4 Aluminium molded drawer with extension table, two waste bins, PC transparent divider, wire basket, non slip mat, central lock and soft closing drawer. Casters with brake. | Set
| Negative pressure Isolator for chemotherapy mixing: Two glove ports, tw+A1o transfer chambers, exhaust spigot for connection to dedicated exhaust system (Ducted type). Should also include remote fans for the exhaust system. [OR Four glove ports, two transfer chambers, exhaust spigot for connection to dedicated exhaust system (Ducted type). Should also include remote fans for the exhaust system]. Additional features: Negative pressure for operation and safety. EU GMP Grade A unidirectional airflow work area for aseptic work and product protection. Transfer chambers with electromagnetic timed interlocks and high air change rates for total suppression of airborne contamination during material transfers in and out, and for rapid evaporation of disinfecting agents. Digital display for isolator functions and transfer chamber operation. Automated pressure decay leak test for indicating results and monitoring trends. PLC controls for easy set up, operation and maintenance. Good access to all potentially contaminated areas to facilitate cleaning. Safe to change main (primary) filter. 316L stainless steel polished internally and externally. 13 amp single splash proof socket. Service taps. Glove sleeve leak test disc with digital manometer. Remote fan for the exhaust system. Power supply 220-240v, 50Hz. Suitable Voltage stabilizer. Power cord with round 3 pin top | Set
| Negative pressure isolator unit: For chemotherapy mixing; Two glove ports; Transfer chambers; Exhaust spigot for connection to dedicated exhaust system (Ducted type); Remote fans for the exhaust system; Negative pressure for operation and safety; EU GMP Grade A unidirectional airflow work area for aseptic work and product protection; Transfer chambers with electromagnetic timed interlocks and high air change rates; Digital display for isolator functions and transfer chamber operation; PLC controls; Safe to change main (primary) filter; Capacity 300-330L, SS polished internally and externally; 13 amp single splash proof socket; Service taps; Glove sleeve; Leak test disc with digital manometer; Certifications: CE, FDA, ISO, IEC or equivalent standards; Operational environmental conditions: Temperature 5-40oC; Relative humidity: 4 to <90%; Altitude 200-3000m; Atmospheric pressure 500-800mmHg; Power supply: AC 220-240V, 50Hz; Power cord with 3 round pin top | Set
| Body Height and weight Mechanical Weighing Scale: Weighing range upto 120 kg, measuring height range upto 200 cm, it should be tough, intuitive and antishake with support handle | Set

## Cold Chain
Category | Item Name | Pack Size
Equipment | Ultra low freezer | Set
| Refrigerator, domestic | Set
| Deep freezer | Set
| Solar refrigerator | Set
| Refrigerator, electrical and kerosene | Set
| Ice line refrigerator | Set
| Deep freezer, combo | Set
| Walk in cooler | Set
| Walk in freezer | Set

## CSSD
Category | Item Name | Pack Size
Consumables | Chemical Indicator Strips | 250 pieces per packet
| Hydrogen Peroxide sterilent, 60% w/v, grade 1 | 4 bot/box
| STERRAD Velocity Biological Indicator | 30 vials/packet
| Sterlization Perforated instrument tray 15/17 inch | Piece
| Checmical indicators strip for stream sterlization | 250/pack
| Utility elbow length gloves size 6.5 | Piece
| Chemical Indicator tape 55 m | 6 per packet
| Sterilization pouches 3 x 8inch | 250/pkt
| Triple Enzymatic Detergent. Combination of three enzymes for a triple cleaning action ( Protease, Lipase &Amylase). Density: 1.02 g/cm3 at 20˚C,pH: 7.0 – 8.0 (Neutral ) at 20˚C ,pH (0.5% – 1%): 7.0 – 8.0 (Neutral ) at 20˚C,Odour: Neutral, Storage: 5˚C – 35˚C Stability: 3 Years, disposal nature :Biodegradability | 1 L
| Bowie-Dick test | 20/Pkt
| Self Seal Pouch 10 x 19 inches | 250 pieces per packet
| Rust and stain removal solution | 1 L
| Sterilization pouches 12½ x 22inch | 100/pkt
| Self Seal Pouch 6 x 12.5 inches ( 150mmx 320mm) | 250 pieces per packet
| Sterilization pouches 4 x 14inch | 250/pkt
| Self Seal Pouch 4 x 14 inches (100mmx 350mm) | 250 pieces per packet
| Sterilization pouches 8 x 16inch | 250/pkt
| Sterilization pouches 10 x 19inch | 100/pkt
| Cleaning brush, Surgical instrument, Nylon, Length 7.inch | Piece
| Rapid Readout Biological Indicator (1295) | 30/pkt
| Suction pipe cleaner total length 12 inch brush 1/8 inch (Cleaning brush, Super flexible long with rotating bristle (nylon) head, SS material) | Piece
| 100 NX cassette | 2 cassettes/packet
| Heat Seal Pouch 10 x 29 inches | Packet
| Printer paper (rolls) | 12 rolls per box
| Cleaning brush, Bone reamer, Flexible 3mm, 32 ” long | piece
| Self Seal Pouch 8 x 16 inches | 250 pieces per packet
| Self Seal Pouch 12.5 x 22 inches | 250 pieces per packet
| Sealing Machine for tyvek roll size 20 inches | Piece
| Lubricant concentrate for use in both automated wash equipment and for manual applications (pack size in litre) | Set
| Sterilization pouch, Self sealing 57 x 120mm | Set
| Abdominal mops, Unsterile 10 x 10 inch | Piece
| Indicator, Biological for steam sterilizer | 50/Pkt
| Lubricant spray, Instrument with long thin nozzle for hinge free | 250mL
| Multi-enzymatic detergent for automated system and manual cleaning (5L) | Litre
| Sterilization pouch, Self sealing 300 x 430mm | Set
| Indicator strip, Steam sterilization | 250/Pkt
| Sterilization pouch, Self sealing 90 x 260mm | Set
| Sterilization pouch, Self sealing 155 x 260mm | Set
| Indicating tape, Autoclave 20mm x 50meter | roll
| Hinge Free Instrunment lubicant spray | 250 ml
| Enzymatic Detergent | Litre
| 5 shelf shelving/wire mesh with wheels | Piece
| Flexible bone reamer cleaning brush total length 30 inch brush 3mm - Med 100.57 | Piece
| Laparoscopic brush total length 7 inch Med 100.33 | Piece
| Autoclave indicating tape 20mmx50meter | Roll
| Sterlization Perforated instrument tray 12/10 inch | Piece
| Total length 8 inch brush length 2.52 ich - Med 100.46 | Piece
| Utility elbow length gloves size 7 | Piece
| Total length 7.2 inch Nylon - Med 100.43 | Piece
Equipment | Steam sterilizer, Horizontal Approximately: 500 L, Automatic: High grade SS 304 and higher; Triple walled with reinforced circular chamber; Internal joint: Argon arc welded; Automatic water feed; Automatic water level control before, during and after the sterilization cycle; Low water level cut-out device; Heat, pressure resistant and durable gasket to seal the lid; Safety switches: improper door lock & incomplete chamber depressurization; Max. operating pressure at least up to 2.25 bar; Temperature range 121-135°C; Timer controlled sterilization of load (1-60 minutes); Pressure and timer gauge as back up control read out; Microcomputer control system; Digital display of temperature, steam pressure and sterilization time; Additional mode: High vacuum process including low temperature cycle for heat sensitive goods; Exhaust air filter with easy access for replacement; Safety valves, over pressure relief valve; Over-temperature/pressure limiter; Lid interlock; water inlet valve and drainage valve; Alarm, visual and audible for any dysfunctions; Even with a total control failure, all mechanical safety features must be left intact; Auto door locking mechanism; Certifications: CE, FDA, ISO, IEC or equivalent standards; Operational environmental conditions: Temperature 5-40°C; Relative humidity: 4 to <90%; Altitude 200-3000 m; Atmospheric pressure 500-800 mm Hg; Power Supply : 400 V ± 6% , 50 Hz ± 1 % ; Power cord with 3 round pin top and 2 KVA online UPS. Accessories: Steel stand, SS; Three nos. of SS 316 wire trays, at least two nos. should fit in the autoclave at the same time (Standard Brands: R.K. Kullar & Company, Nat Steel Pvt.Ltd and Yorco) (ITEM ID - 7765) | Set
| Drying cabinet, CSSD: Filtered Air. Approximately Capacity: 500 L. For surgical instruments, glassware, anesthetic tubing, respiratory therapy equipment; Accommodate and dry 15-20 corrugated hoses 1500 mm, 6 respiratory bags, 7 SS removal shelves spared 200 mm apart, measuring 540 x 340 mm for instruments; Powerful centrifugal fan; Washable air filter; Drying time range; Easily serviceable unit; Heavy quality SS frame; External and internal panels; Single door model; Heating range adjustable between ambient temperature and 80°C, digital temperature read out controlled by digital PID temperature controller, Over temperature protection- thermostatic cut out; Alarm function: humidity level alarm, temperature level alarm & door left open alarm. Power Supply : 230 V ± 6% , 50 Hz ± 1 % ; Power cord with 3 round pin top and 2 KVA online UPS. Certifications: CE, FDA, ISO, IEC or equivalent standards; Accessories: Mesh Shelf and Bracket. | set
| Steam sterilizer, Horizontal Approximately: 100 L: High grade SS 304 and higher; Triple walled with reinforced circular chamber; Internal joint: Argon arc welded; Automatic water feed; Automatic water level control before, during and after the sterilization cycle; Low water level cut-out device; Heat, pressure resistant and durable gasket to seal the lid; Safety switches: improper door lock & incomplete chamber depressurization; Max. operating pressure at least up to 2.25 bar; Temperature range 121-135°C; Timer controlled sterilization of load (1-60 minutes); Pressure and timer gauge as back up control read out; Microcomputer control system; Digital display of temperature, steam pressure and sterilization time; Additional mode: High vacuum process including low temperature cycle for heat sensitive goods; Exhaust air filter with easy access for replacement; Safety valves, over pressure relief valve; Over-temperature/pressure limiter; Lid interlock; water inlet valve and drainage valve; Alarm, visual and audible for any dysfunctions; Even with a total control failure, all mechanical safety features must be left intact; Auto door locking mechanism; Certifications: CE, FDA, ISO, IEC or equivalent standards; Operational environmental conditions: Temperature 5-40°C; Relative humidity: 4 to <90%; Altitude 200-3000 m; Atmospheric pressure 500-800 mm Hg; Power Supply : 400 V ± 6% , 50 Hz ± 1 % ; Power cord with 3 round pin top and 2 KVA online UPS. Accessories: Steel stand, SS; Three nos. of SS 316 wire trays, at least two nos. should fit in the autoclave at the same time (Standard Brands: R.K. Kullar & Company, Nat Steel Pvt.Ltd, Yorco) (ITEM ID - 7764), | Set
| Instrument Tray, Size 8 x 8 x 2, 12 x 8 x 2, 9 x 6 x 2 inch (SS) | 100g/Bottle
| Instrument Tray, Size 23 x 15 x 5.5 inch, 12 x 10 x 2 inch, 18 x 12 x 2 inch (SS) | 100g/Bottle
| Instrument washing, Automatic Disinfector and dryer (10 DIN), Chamber volume 250 L;Basket volume 220 L. Cleaning cycle up to 60 minutes Certifications: CE, FDA, ISO, IEC or equivalent standards; Inner cabinet and tank filters entirely made of high quality AISI 316 L stainless steel. Should be equipped with filtered forced hot air drying system. Operational environmental conditions: Temperature 5-40°C; Relative humidity: 4 to <90%; Altitude 200-3000 m; Atmospheric pressure 500-800 mm Hg; Power Supply : 230 V ± 6% , 50 Hz ± 1 % ; Power cord with 3 round pin top and 2 KVA online UPS. Accessories: Trays, Detergents, disinfectant and enzymatic solution compatible to machine for cleaning instruments. (Standardised Brands: Steelco or equivalent or higher) (ITEM ID - 7767) | Set
| Ultrasonic Cleaner: For cleaning bone chips retained in the cannulated drills; Certifications: CE, FDA, ISO, IEC or equivalent standards; Operational environmental conditions: Temperature 5-40 °C; Relative humidity: 4 to <90%; Altitude 200-3000 m; Atmospheric pressure 500-800 mm Hg; Power Supply : 230 V ± 6% , 50 Hz ± 1 % ; Power cord with 3 round pin top. (ITEM ID - 7768) | Set
| Instrument washer with compressor, Automatic (standard/Fast Cycle): Disinfector and dryer (18 DIN trays), Chamber volume 500 L; Basket volume 350 L; Reduction of instrument cleaning cycle up to 30 minutes with manual loading; Certifications: CE, FDA, ISO, IEC or equivalent standards; Inner cabinet, washing arms and tank filters entirely made of high quality AISI 316 L stainless steel. Frame and body of machine made of AISI 304 stainless steel. Washing and DI disinfection temperature are fully adjustable up to 93°C. Temperature is monitored by two independent sensors. Should be equipped with filtered forced hot air drying system.Operational environmental conditions: Temperature 5-40°C; Relative humidity: 4 to <90%; Altitude 200-3000 m; Atmospheric pressure 500-800 mm Hg; Power Supply : 230 V ± 6% , 50 Hz ± 1 % ; Power cord with 3 round pin top and 2 KVA online UPS. Accessories: Detergents, disinfectant and dual enzymatic and lubricant solution compatible to machine for cleaning instruments (Standard Brands: Steelco or equivalent or higher) | set
| Transportation trolley, Sterile instrument (SS): Equiped with 2-3 shelves, doors with lock, with rigid castor wheel for easy transportation | Set
| Transportation trolley with wheel (SS), Double shelves; 2 tires trolley; Capacity 50 - 200kg | Set
| Drying cabinet, CSDD: For surgical instruments, glassware, anaesthetic tubbing, respiratory therapy equipment; Accommodate and dry 15-20 corrugated hoses 1500mm, 6 respiratory bags, 7SS removal shelves spared 200mm apart, measuring 540 x 340mm for instruments; Powerful centrifugal fan; Washable air filter; Drying time range; Easily serviceable unit; Heavy quality SS frame; External and internal panels; Single door model; Heating range adjustable between ambient temperature and 80oC, digital temperature read out, Over temperature thermostatic cut out; Power supply: 220 -240V, 50Hz; Power cord with 3 round pin top | Set
| Steam steriliser, Double door, Fully automatic (SS): Chamber volume: 700L; Automatic vertical sliding door; SS pull-out trays, loading card, transfer carriage automatic loading; Sterilizing temperature range: 105-138°C; Power supply: Three phase, 315-440V, 50Hz | Set
| Instrument washer with compressor, Automatic: Disinfector and dryer (15DIN trays), Chamber volume 500L; Basket volume 350L; Reduction of instrument cleaning cycle up to 30 minutes with manual loading; Certifications: CE, FDA, ISO, IEC or equivalent standards; Operational environmental conditions: Temperature 5-40oC; Relative humidity: 4 to <90%; Altitude 200-3000m; Atmospheric pressure 500-800mmHg; Power supply: AC 220-240V, 50Hz; Power cord with 3 round pin top; Accessories: Detergents, disinfectant and dual enzymatic and lubricant solution compatible to machine for cleaning instruments (Standard Brands: Steelco) | Set
| Plasma cleaning and drying unit, Vacuum (Ultrasonic): For cleaning bone chips retained in the cannulated drills; Certifications: CE, FDA, ISO, IEC or equivalent standards; Operational environmental conditions: Temperature 5-40 °C; Relative humidity: 4 to <90%; Altitude 200-3000 m; Atmospheric pressure 500-800 mm Hg; Power Supply : 230 V ± 6% , 50 Hz ± 1 % ; Power cord with 3 round pin top. (ITEM ID - 7768) | Set
| Sterilizer, Portable, SS 25-30 L, heater rating of 2-3 KW is required, heater connector, Silicone gasket should be there, pressure valve and pressure gauge should be available, should have proper locking system, Should have Steel stand. ( Power Supply : 230 V ± 6% , 50 Hz ± 1 % ; Power cord with 3 round pin top. Certifications: CE, FDA, ISO, IEC or equivalent standards Standardised Brands: K, Surgicion and United Surgical Industries) (ITEM ID - 7763). Accessories: one extra heater connector, one extra heater coil, one extra Steel stand, one extra Silicone gasket and Indicator tape. | Set
| Autoclave, Floor standing (Vertical), 75 - 100L: High grade SS 304 or equivalent, Triple walled; Internal joint: Argon arc welded; 2 Suitable stackable SS drums for sterilization; Water level gauge: Min. and Max.; Temperature and pressure indicator, safety valve, air release valve, water inlet valve and drainage valve, heat, pressure resistant and durable gasket, automatic cut off protection for low water, SS drum stand; Fully automatic programmable controller with digital display, working pressure 15 - 20 psi , working temperature 115o - 132oC; Certifications: CE, FDA, ISO, IEC or equivalent standards; Operational environmental conditions: Temperature 5-40oC; Relative humidity: 4 to <90%; Altitude 200-3000m; Atmospheric pressure 500-800mmHg; Power supply: AC 220-230V, 50-60Hz; Power cord with 3 round pin top | Set
| Autoclave vertical 400x600mm High grade stainless steel SS 304 or equivalent, triple walled, internal joint should be argon arc welded; Internal chamber Size (75 to 80 Ltrs) 400mm (diameter)X600mm (depth) ;supplied with two suitable stackable stainless steel drum for sterilization,waterlevel gauge ( Min and Max), temperature and pressure indicator, safety valve,air release valve, water inlet valve and drainage valve, sillicon gasket, automatic cutoff protection for low water, stainless steel drum stand, . Fully automatic programmable controller with digital display: working pressure 15 to 20 psi , working temperature 115 deg to 132 deg. Power supply: 220-240 AC, 50Hz. Power cord of round 3 pin top. Operating enviromental condition: Humidity > 80%, temperature -10 deg to + 40 deg . Should conform to IEC 60601/ ISI or higher certification (CE, FDA,ISO ). | 1
| Instrument washing, Automatic (standard/Fast Cycle): Disinfector and dryer (10 DIN); Chamber volume 250 L; Basket volume 220 L; Reduction of instrument cleaning cycle up to 30 minutes with manual loading; Certifications: CE, FDA, ISO, IEC or equivalent standards; Inner cabinet, washing arms and tank filters entirely made of high quality AISI 316L stainless steel. Frame and body of machine made of AISI 304 stainless steel. Washing and DI disinfection temperature are fully adjustable up to 93°C. Temperature is monitored by two independent sensors. Should be equipped with filtered forced hot air drying system. Operational environmental conditions: Temperature 5-40°C; Relative humidity: 4 to <90%; Altitude 200-3000 m; Atmospheric pressure 500-800 mm Hg; Power Supply : 230 V ± 6% , 50 Hz ± 1 % ; Power cord with 3 round pin top and 2 KVA online UPS. Accessories: Detergents, disinfectant and enzymatic solution compatible to machine for cleaning instruments (Standard Brands: Steelco or equivalent or higher) | set
| Vaccum, Ultrasonic and plasma cleaning and drying equipment Power supply: 220V-230V, Power cord of round 3 pin round type plug top. | Piece
| Autoclave horizontal (Large) Chamber size: 500mm×500mm×950 (W×L×H). | Piece
| Steam sterilizer, Horizontal, Approximately: 1000 L, Automatic: High grade SS 304 and higher; Triple walled with reinforced circular chamber; Internal joint: Argon arc welded; Automatic water feed; Automatic water level control before, during and after the sterilization cycle; Low water level cut-out device; Heat, pressure resistant and durable gasket to seal the lid; Safety switches: improper door lock & incomplete chamber depressurization; Max. operating pressure at least up to 2.25 bar; Temperature range 121-135°C; Timer controlled sterilization of load (1-60 minutes); Pressure and timer gauge as back up control read out; Microcomputer control system; Digital display of temperature, steam pressure and sterilization time; Additional mode: High vacuum process including low temperature cycle for heat sensitive goods; Exhaust air filter with easy access for replacement; Safety valves, over pressure relief valve; Over-temperature/pressure limiter; Lid interlock; water inlet valve and drainage valve; Alarm, visual and audible for any dysfunctions; Even with a total control failure, all mechanical safety features must be left intact; Auto door locking mechanism; Certifications: CE, FDA, ISO, IEC or equivalent standards; Operational environmental conditions: Temperature 5-40°C; Relative humidity: 4 to <90%; Altitude 200-3000 m; Atmospheric pressure 500-800 mm Hg;Power Supply : 400 V ± 6% , 50 Hz ± 1 % ; Power cord with 3 round pin top and 2 KVA online UPS. Accessories: Steel stand, SS; Three nos. of SS 316 wire trays, at least two nos. should fit in the autoclave at the same time (Standard Brands: R.K. Kullar & Company, Nat Steel Pvt.Ltd, Yorco) | set
| Automatic instrument washer, disinfector and dryer (15DIN trays) Camber volume 500litres ,Basket volume 350litres | Piece
| Automatic Instrument Washing Machine (10 DIN): Power supply: 220V-230V, Power cord of round 3 pin round type plug top. | Piece
| Plasma Sterilizer (Hydrogen peroxide) Fully automatic, latest model and technology, Programmable, Hydrogen peroxide; High vacuum process including low temperature cycle for heat sensitive goods, leak test;the sterilizer should use Low Temperature H2O2 Gas Plasma for sterilization with plasma energy generated inside the sterilization chamber sterilizer should have chamber temperature of less than 60 °C at all the time during the cycle; total chamber volume :150-160 liters with at least 2 shelves ; Adequate depth for telescopes sterilization; sterilizer should have reprogrammed cycles with an option for manual programming; cycle time : 30-55 minutes; separate cycle for non- lumen/lumened/flexible endoscope ; should be certified for sterilization of metal and non-metal medical devices by FDA; The sterilizer should be safe for sterilization of telescopes, cameras & other surgical instruments manufactured by companies inter alia Karl Storz, Olympus and Stryker. The by-products of the sterilizer should be non-toxic and eco-friendly; Storage of sterilant cassette/bottle must be at room temperature ; Sterilant ( H2O2 concentration >= 55%) should be in cassette/bottle form with leak proof indicator to avoid exposure of concentrated H2O2; ISO or Equivalent standards. Power Supply : 230 V ± 6% , 50 Hz ± 1 % ; Power cord with 3 round pin top and 2 KVA online UPS. (Standard Brands: Johnson & Johnson or equivalent or higher) (ITEM ID - 7766). Accessories: Sterilant- cassette (3 nos.)/ bottle (2 nos.), thermal printer paper (2 rolls.) | Set
| Autoclave double door 304 / 316 / 316L Stainless Steel autoclave horizontal (Large) Double door Size 1100 X 950 X 950 or 1300x1000x900mm (working pressure: 5psi-20psi; working temperature: 115 deg to 132 deg ; shape:square; working pressure :2.5kgf/cm sq.g(35psi) standard controls through PLC (Programmable Logic Controller) | Set
| Steam sterilizer, Horizontal, Approximately: 1500 L, Automatic: High grade SS 304 and higher; Triple walled with reinforced circular chamber; Internal joint: Argon arc welded; Automatic water feed; Automatic water level control before, during and after the sterilization cycle; Low water level cut-out device; Heat, pressure resistant and durable gasket to seal the lid; Safety switches: improper door lock & incomplete chamber depressurization; Max. operating pressure at least up to 2.25 bar; Temperature range 121-135°C; Timer controlled sterilization of load (1-60 minutes); Pressure and timer gauge as back up control read out; Microcomputer control system; Digital display of temperature, steam pressure and sterilization time; Additional mode: High vacuum process including low temperature cycle for heat sensitive goods; Exhaust air filter with easy access for replacement; Safety valves, over pressure relief valve; Over-temperature/pressure limiter; Lid interlock; water inlet valve and drainage valve; Alarm, visual and audible for any dysfunctions; Even with a total control failure, all mechanical safety features must be left intact; Auto door locking mechanism; Certifications: CE, FDA, ISO, IEC or equivalent standards; Operational environmental conditions: Temperature 5-40°C; Relative humidity: 4 to <90%; Altitude 200-3000 m; Atmospheric pressure 500-800 mm Hg;Power Supply : 400 V ± 6% , 50 Hz ± 1 % ; Power cord with 3 round pin top and 2 KVA online UPS. Accessories: Steel stand, SS; Three nos. of SS 316 wire trays, at least two nos. should fit in the autoclave at the same time (Standard Brands: R.K. Kullar & Company, Nat Steel Pvt.Ltd, Yorco) (ITEM ID - 7798) | Set
Instruments | Instrument tray without cover, SS 9 x 6 x 2inch | Set
| Cleaning brush, length 8inch, brush 2.52inch | Piece
| Cleaning brush, Nylon, length 7.2inch | Piece
| Cleaning brush, Laparoscope, Brush length 7inch | Piece
| Instrument tray without cover, SS 18 x 12 x 2inch | Set
| Cleaning brush, Flexible bone reamer, Length 30inch, Brush 3mm | Piece
| Instrument tray without cover, SS 12 x 10 x 2inch | Set
| Instrument tray without cover, Perforated 15 x 17inch | Piece
| Shelving/wire mesh, 5 shelves with wheels | Piece
| Instrument tray without cover, SS 12 x 8 x 2inch | Set
| Instrument tray without cover, SS Size 8 x 8 x 2inch | Set
| Spray gun, Washing with accessories (Heat/Cold/Compressed air) | Piece
| Instrument tray without cover, Perforated 12 x 10inch | Piece
| Instrument tray without cover, SS 23 x 15 x 5.5inch | Set
| Suction pipe cleaner, length 12inch, brush 1/8inch | Piece
| Instrument tray without cover, Perforated sides and base, SS 16.5 x 8.5 x 2inch | Piece
| Instrument tray without cover, Perforated sides and base, SS 23 x 15 x 5.5inch | Piece
Reagents for Plasma sterrad 100s | Vaporizer plate for Sterrad 100s plasma sterilizer | Piece
| Casette collection box | 5/Pkt
| Sterrad 100S Sterilliant cassete (10113) | 5/Pkt
| Chemical indicator, Tape (14202) | 6/Pkt
| Cycle sure biological indicator (14324) | 4/Pkt
| Ribbon catridge, Red/Black | Piece
| Chemical indicator, Strip (14100) | 250/pack
| Printing paper | Roll
| Printing paper | Roll
| Vaporizer plate for Sterrad 100s plasma sterilizer | Piece
| Tyvek roll 4inch x 70m (Cat# 12410) | 6/Pkt
| Tyvek roll 6inch x 70m (Cat# 12415) | 4/Pkt
| Tyvek roll 10inch x 70m (Cat# 12425) | 4/Pkt
| Tyvek roll 14inch x 70m (Cat# 12435) | 2/Pkt
| Chemical Indiactor Tape: Code 14202 | 6pcs/roll/pkt
| Casette collection box | Piece
| Ribbon catridge red/blk | Piece
| Cycle Sure Biological Indiactor: Code14324 | 4pcs/roll/box
| Tyvek Roll 6inch x 70m: Code 12415 | 4pcs/roll/pkt
| Tyvek Roll 14inch x 70m: Code 12435 | 2pcs/roll/pkt
| Tyvek Roll 10inchx 70m: Code 12425 | 4pcs/roll/pkt
| Tyvek Roll 4 inch x 70m: Code 12410 | 6pcs/roll/pkt
| Sterrad 100S sterilliant cassete code 10113 | 5pcs/pkt
| Chemical Indiactor strip Code 14100 | 1000pcs/pk

## Dentistry
Category | Item Name | Pack Size
Accessories | Turbine Hand Piece, High speed, Fibre optic, Press button, Small head, 4 holes, T1/T2, Compatible with the existing dental chair | Piece
| Turbine Hand Piece, High speed, Fibre optic, Press button, Standard head, 4 holes, T1/T2, Compatible with the existing dental chair | Piece
| Ultra sonic scaler insert tips with keys, interdental for sirona scaler - HP, compatible with the (Specify Name; Brand & Model) Ultra sonic scaler. | Piece
| Scaler insert tips with keys, Ultrasonic, Interdental | Piece
| Endodontic Rotary System | Heading
| Exposure / firing switch cat 5154307 with cable for wall mount KODEX, IOPA, X-Ray Machine model no. KODAK 2100, 230 V-240V, 50/60 Hz, 60 Kv, 7 AMP (compatible to the existing X ray machine) | Piece
| Hand piece, high speed for FONA 8060C BR | Piece
| Endodontic paper point, Protaper, Set of 6 | Set
| Endodontic GP point, Single, Protaper, Set of 6 | Set
| Scaler insert tips with keys, Ultrasonic, Subgingival | Piece
| OPG Cassette, Panoramic 6 x 12inch | Piece
| OPG Cassette, Cephalometric 8 x 10inch | Piece
Consumables for Flexidenture (Valplast) | Valplast Resin cartridge standard pink, 28mm, Large | 10/Pkt
| Valplast Resin cartridge standard pink, 28mm, Medium | 10/Pkt
| Valplast Resin cartridge standard pink, 28mm, Small | 10/Pkt
| Valplast Resin cartridge standard, Light pink, 25mm, Large | 10/Pkt
| Valplast Resin cartridge standard, Light pink, 25mm, Medium | 10/Pkt
| Valplast Resin cartridge standard, Light pink, 25mm, Small | 10/Pkt
| Valplast flexible denture base materials, standard pink, Refill | 1Kg
| Valplast High Polish Wax (20290-MS) | Can
| Valplast System Handle (20504) | Piece
| Valplast V-caps, Small and Large Set | Set
| Valplast Cartridge Holder/Cylinder (20502) | Piece
| Silicone spray | Piece
| Valplast Citrus Cleaner Spray (20213CC) | Can
Consumables for Porcelain-Ceramic Work | Porcelain Vita dentin C3 | 50gm/ pkt
| Porcelain Vita dentin B 4 | 50gm/ pkt
| Porcelain Vita dentin C1 | 50gm/ pkt
| Porcelain Vita dentin B1 | 50gm/ pkt
| Porcelain Vita dentin C2 | 50gm/ pkt
| Porcelain Vita dentin B3 | 50gm/ pkt
| Porcelain Vita dentin B2 | 50gm/ pkt
| Porcelain Vita dentin B 3.5 | 50gm/ pkt
| Porcelain Vita Opaque B2 | 50gm/ pkt
| Porcelain Vita Opaque B4 | 50gm/ pkt
| Ever-stick fabre, GC/post & core systems, 1.5mm/pkt | Packet
| Magic foam cord- Gingival retraction complete sets with Dispenser and syringe /pkts, | 10/Packet
| Crown cutter carbide burs, 8G, Striaght fissure, Wheledent | Pieces
| Ever-stick fabre, GC/Crown &Bridge,1.5mm/pkt | Packet
| Gutta cut, rechargeable unit; 220-230 voltage, complete sets | set
| Ever-stick fabre, GC/Perio, 1.5mm/pkt | Packet
| Compomer TM Brilliant Veneer systems complete sets, Wheledent, pkts | Packet
| Porcelain Vita Opaque A3 | 50gm/ pkt
| Porcelain Vita Opaque A4 | 50gm/ pkt
| Porcelain Vita Opaque A2 | 50gm/ pkt
| Porcelain Vita Opaque C2 | 50gm/ pkt
| Porcelain Vita Opaque B1 | 50gm/ pkt
| Porcelain Vita Opaque C3.5 | 50gm/ pkt
| Porcelain Vita Opaque C4 | 50gm/ pkt
| Porcelain Vita dentin C4 | 50gm/ pkt
| Porcelain Vita Opaque C1 | 50gm/ pkt
| Porcelain Vita dentin C3.5 | 50gm/ pkt
| Porcelain Vita Opaque dentine | 50gm/ pkt
| Porcelain Vita Opaque C3 | 50gm/ pkt
| Porcelain Vita Opaque A1 | 50gm/ pkt
| Porcelain Vita Opaque B3 | 50gm/ pkt
| Porcelain Vita Opaque A3.5 | 50gm/ pkt
| Porcelain Vita Opaque B3.5 | 50gm/ pkt
| Porcelain Vita Wash Opaque | 50gm/ pkt
Endodontic Consumable | MTA powder and liquid form | Pkts
| Broken instrument removal kit with complete accessories | kit
| Micro placement iMAP SYSTEM) instrument for mta | kit
| Endobur set | Pkts
| Protaper ultimate | Pkts
| Sybron endo gutta percha refill cartridges | Pkts
| Reciproc files | Pkts
| Endodontic paper point, Assorted, Protaper, Set of 6, (F1,F2 & F3) | Set
| Ultrasonic unit, Piezonelectri, Endodontic | Set
| Updated under category orthodontic consumable | Set
| Endodontic GP point, Assorted, Protaper, Set of 6, (F1,F2 & F3) | Set
| Endodontic remear, Protaper, Lock-grip, NiTi, 25mm, Set of 6 | Set
Endodontic Equipment | SYBRON ENDOi comeplete set with accesories - gutta percha catridges ,pluggers and gutta percha cutter | Set
| Protaper ultimate conform gutta percha points | Pkts
| RTC pluggers | Set
| Endo ultrasonic activator | Set
General Consumables | Sybron endoring | Piece
| Dental instrument sterilization medical graded bag/flat sterilization film: Size 25cmX200m | Roll
| Felt cone, Medium 1 inch x 3 inch, for lathe machine | Piece
| C-file, Endodontic, NiTi, Size 10, 25mm, 6/pkt | Piece
| Dental instrument sterilization medical graded bag/flat sterilization film: Size 5.5cmX200m | Roll
| Dental instrument sterilization medical graded bag/flat sterilization film: Size 10cmX200m | Roll
| X-Ray Developer and Fixer Powder | 1Kg each
| C-file, Endodontic, NiTi, Size 6, 25mm, 6/pkt | Piece
| Felt cone, Large 1 inch x 4 inch, for lathe machine | Piece
| Dental instrument sterilization medical graded bag/flat sterilization film: Size 15cmX200m | Roll
| Dental instrument sterilization medical graded bag/flat sterilization film: Size 7.5cmX200m | Roll
| Dental instrument sterilization medical graded bag/flat sterilization film: Size 20cmX200m | Roll
| X-ray film Bitewing holder size 0,1,2 | 50pcs/pkt
| Cold mould seal 450 ml | 450 ml
| D file, Endodontic, NiTi, Size 10, 25m | Piece
| C-file, Endodontic, NiTi, Size 8, 25mm, 6/pkt | Piece
| C-file, Endodontic, NiTi, Size 10, 25mm | Piece
| Peeso reamer set | 6/Pkt
| Benzocaine 20% Gel, 5g | Tube
| Dental Needle, 30G, SHort (0.30 x 25mm) | 100/Pkt
| Pumice powder | 1Kg/Pkt
| Rubber bowl, Small, for alginate and plaster mixing | Piece
| Benzocaine gel 20% | Tube
| Sodium fluoride varnish 5% ( 2.26% F) 10mL tube with applicator brush | 50 tubes/Pkt
| K-file, NiTi, Endodontic, 31mm, Assorted Size 15 - 40 | Pkts
| K-file, NiTi, Endodontic, 31mm, Assorted Size 45-80 | Pkts
| Stone mounted, SHP, tapered  Large, std size | Piece
| Stone mounted, SHP, tapered  Small, std size | Piece
| Stone mounted, SHP, round  Large, std size | Piece
| Stone mounted, SHP, round  Medium, std size | Piece
| Stone mounted, SHP, round  Small, std size | Piece
| Stone mounted, SHP, flame shaped  Large, std size | Piece
| Stone mounted, SHP, flame shaped  Medium, std size | Piece
| Stone mounted, SHP, flame shaped  Small, std size | Piece
| Stone mounted, SHP, cylindrical  Large, std size | Piece
| Stone mounted, SHP, cylindrical  Medium std size | Piece
| Fluoride Tablets 0.25mg | 1000 tabs/Pkt
| Sodium Fluoride rinse 0.2% (920 ppmF) | 1L/Bottle
| Scissor Crown straight,110 mm | Piece
| Precontoured Permanent First Molar bands | Set
| Precontoured Primary Molar Bands | Set
| Stainless steel crowns for primary dentitions(Pre-contoured) | Set
| Crown scissors, curved serrated blade 4 inch | Piece
| Benzocaine 20% Gel, 30gm | Tube
| Cotton buff wheel, Large for Lathe,4½ inch | Piece
| Prophylaxis paste, Dose Assorted | Piece
| Sodium Fluoride rinse 0.05%(230 ppmF) | 250ml/ bottle
| Endo: K - Reamer, NiTi, 25mm, assorted pkt, size 45 -80, lock grip assorted | Pkt
| Chamois leather for amalgam | Piece
| Acidulated Phosphate Fluoride(APF) 1.23% gel(12,300 ppmF) strawberry flavor 17.5 oz | Bottle
| Modeling Wax | 10/Pkt
| K-file, Endodontic Size 6, 25mm | Pkt
| K-file, Endodontic Size 6, 30mm | Pkt
| K-file, Endodontic Size 8, 30mm | Pkt
| K-file, Endodontic, NiTi, Size 10, 30mm | Pkt
| K-file, Endodontic, NiTi, Size 15-40, 30mm | Pkt
| D file, Endodontic, NiTi, Size 10, 25m | Piece
| Band for matrix retainer, Ivory No.8 | 10/Pkt
| C-file, Endodontic, NiTi, Size 6, 25mm | Piece
| C-file, Endodontic, NiTi, Size 8, 25mm | Piece
| D file, Endodontic, NiTi, Size 15, 25m | Piece
| D file, Endodontic, NiTi, Size 6, 25m | Piece
| D file, Endodontic, NiTi, Size 8, 25m | Piece
| EDTA solution, Endodontic 17% | Piece
| Chlorhexidine gluconate0.12% Oral rinse | 100mL
| Endodontic file, Protaper, Lock-grip, NITI, 25mm, Set of 6, Accessories for Endodontic rotary system | Set
| K-reamer, NiTi, Endodontic, 25mm, Assorted Size 12 | Packet
| Teeth, acrylic cross linked, shade - 27, upper & lower posterior small set of 16 | Set
| Sodium Fluoride Rinse 0.2% (900 ppm Fluoride) | 1L
| Teeth, acrylic cross linked, shade - 24, upper & lower posterior medium set of 16 | Set
| Teeth, acrylic cross linked, shade - 25, upper anterior large, set of 6 | Set
| Teeth, acrylic cross linked, shade - 24, lower anterior medium, set of 6 | Set
| Teeth, acrylic cross linked, shade - 26, upper & lower posterior medium set of 16 | Set
| Teeth, acrylic cross linked, shade - 25, set of 28 upper & lower full set large | Set
| Teeth, acrylic cross linked, shade - 25, upper anterior small, set of 6 | Set
| Teeth, acrylic cross linked, shade - 24, upper anterior small, set of 6 | Set
| Teeth, acrylic cross linked, shade - 24, set of 28 upper & lower full set large | Set
| Teeth, acrylic cross linked, shade - 25, upper & lower posterior medium set of 16 | Set
| Teeth, acrylic cross linked, shade - 24, upper anterior large, set of 6 | Set
| Teeth, acrylic cross linked, shade - 25, lower anterior medium, set of 6 | Set
| Teeth, acrylic cross linked, shade - 25, lower anterior large, set of 6 | Set
| Teeth, acrylic cross linked, shade - 24, set of 28 upper & lower full set medium | Set
| Teeth, acrylic cross linked, shade - 25, upper & lower posterior large set of 16 | Set
| Teeth, acrylic cross linked, shade - 25, set of 28 upper & lower full set medium | Set
| Teeth, acrylic cross linked, shade - 26, set of 28 upper & lower full set large | Set
| Teeth, acrylic cross linked, shade - 24, upper anterior medium, set of 6 | Set
| Teeth, acrylic cross linked, shade - 25, lower anterior small, set of 6 | Set
| Teeth, acrylic cross linked, shade - 24, set of 28 upper & lower full set small | Set
| Teeth, acrylic cross linked, shade - 28, upper & lower posterior large set of 16 | Set
| Tungsten carbide, HM 33T 104 016 | Piece
| Wire spool, SS, G -27 | Piece
| X-ray film, IOPA, No. 2, E-speed, minimum 2yrs of expiry date | 50pcs/ pkt
| Absorbable gelatin haemostatic sponge | 10pcs/pkt
| AH PLUS | Set
| Burs Diamond CHP friction grip for High speed turbine HP, Inverted, size ISO 010 | 5pcs/Pkt
| Endo sodium hypochlorite 5.25% | 450ml
| Acrylic Bur carbide, Round (123-583-00) | Piece
| Coepack (Periodontal dressing material) | Set
| Secondary Impression Material: Polyther Medium Body | Pkt/Set
| Secondary Impression Material: Polyvinyl Siloxane | Pkt/Set
| Acrylic, powder, pink, cold cure with liquid | Set
| Acrylic, powder, clear, cold cure with liquid | Set
| Band for matrix retainer, Tofflemire contra-angle, adult | 10pcs/ pkt
| Endo: Lentulo - Spiral, NiTi, 25mm, Lock grip, assorted | Pkt
| Burs Diamond CHP friction grip for High speed turbine HP, Inverted, size ISO 014 | 5pcs/pkt
| Burs Diamond CHP friction grip for High speed turbine HP, Straight, fissure size ISO 010 | 5pcs/pkt
| Burs Diamond CHP friction grip for Turbine/ Airotor HP Tapered fissure size ISO 010 | 5pcs/pkt
| Burs Diamond CHP friction grip for High speed turbine HP, Inverted, size ISO 018 | 5pcs/pkt
| Burs Diamond CHP friction grip for High speed turbine HP, Straight, fissure size ISO 018 | 5pcs/pkt
| Burs Diamond CHP friction grip for High speed turbine HP, Inverted, size ISO 008 | 5pcs/Pkt
| Cocoa-butter tube for glass ionomer | 10g/tube
| Acrylic Bur carbide straight Fissure(123-585-00) | Piece
| Silver alloy powder | 30gm
| Mouth gag , rubber adult | Piece
| Acrylic polycarbonate 3M/Anterior set temp crown | Set
| Acrylic Bur carbide Round (123-590-00) | Piece
| Acrylic Bur carbide tapered (123-591-00) | Piece
| Endo: Hedstroem file NiTi, 21mm, assorted pkt, size 15 - 40 | Pkt
| Acrylic Bur carbide Criss-cut Fissure (123-581-00) | Piece
| Polysulfide impression Paste, Base/Catalyst set/kit, Regular: Kerr | Set
| Acroseal sealer Ca(OH)2 Septo. Base/catalyst | Set
| Stone mounted, SHP, tapered  Medium, std size | Piece
| Teeth, acrylic cross linked, shade - 24, upper & lower posterior small set of 16 | Set
| Acrylic Bur carbide Criss-cut Fissure (123-585-00) | Piece
| Acrylic Bur carbide Flame shaped (123-580-00) | Piece
| Calcium hydroxide with iodoform root canal filling paste | Set
| Lathe stone wheel - large(4x¼) | Piece
| Resin sealant | Set
| Ceramic staining kit - Vita chrome | Set
| Isocera separating liquid for porcelain work | 100ml/bottle
| Micro film Die lubricant, 200ml; VITA | 200ml/bottle
| Porcelain Vita dentin A3.5 | 50gm/ pkt
| Shade Guide Porcelain: VITAPAN 3-D Master | Piece
| Shade Guide Porcelain: VITA Classic | Piece
| Shade Guide Cromoscope, Ivoclar | Piece
| Ceramic, Porcelain and Opaque dissolving Liquid | 5ltr/Jar
| Die Spacer Varnish, Pico-fit, Red 15ml, Art. No. 1954-0200 | Set
| Pico-Fit Thinner, Art No. 1954-0700 | 15ml/ bottle
| Firing Trays, MeshTray with support accessories, Art No. 1922-0000 | Piece
| Porcelain Standard set VITA VMK 95 complete set | Set
| Porcelain Vita dentin A1 | 50gm/ pkt
| Firing Trays, MeshTray with 20 porcelain supports, Art No. 1922-0100, Renfert Tech. | Piece
| X-ray Developer (powder) | 1kg/Pkt
| ZnOE cement, powder & liquid set | Set
| Porcelain Vita dentin A2 | 50gm/ pkt
| Porcelain Vita dentin A3 | 50gm/ pkt
| Porcelain for Margin, A3/Vita, VITA VMK 95 | 20gm
| Mini kit (V shades) Ceramic 1 set Austennal, cat no. 3700-10 | Piece
| Porcelain Vita dentin A4 | 50gm/ pkt
| Porcelain Vita enamel EN1 | 50gm/ pkt
| Porcelain Vita enamel, EN2 | 50gm/ pkt
| Porcelain Vita enamel EN3 | 50gm/ pkt
| Translucent Vita T1 | Piece
| Translucent Vita T2 | Piece
| Translucent Vita T3 | Piece
| Porcelain Margin. A2/Vita, VITA VMK 95 | 20gm
| Porcelain Margin, B2/Vita, VITA VMK 95 | 20gm
| Porcelain Margin, C2 /Vita, VITA,VMK 95 | 20gm
| Porcelain Staining Kit complete set, VITA | Set
| Porcelain Modelling Liquid, VITA | 250ml/bottle
| Porcelain Opaque Liquid, VITA | 250ml/bottle
| Porcelain Glazing Powder & Liquid VITA set | Set
| Porcelain Glazing Liquid VITA | 50ml/bottle
| Porcelain Staining Liquid VITA | 50ml/bottle
| Geo-classic, carving Wax, colour blue-transparent | 75gm
| Vita Ceramic Etching gel, Hydroflouric acid 5% , 6ml with 30 applicators | Set
| Endodontic file, Protaper, Lock-grip, NITI, 25mm, Set of 6, Assorted, Accessories for Endodontic rotary system | Set
| Vitasil Silance bonding agent Fv53, bond with 30 applicators | Set
| Univest Metal VH Chofu alloys for porcelain | 500gm / pkt
| Vintage shofu porcelain, full set PN 6100 | Set
| Vintage Shofu Opal porcelain, Enamel system PN 6910 | Set
| Vintage Shofu Value Plus, PN 6800 | Piece
| Vintage Shofu Opaque Dentin PN 6000 | Piece
| Diamond Bur Round, FG Size 016 | 6Piece/Packet
| Teeth, acrylic cross linked, shade - 27, upper anterior large, set of 6 | Set
| Glass Ionomer Fuji-I Luting cement, P/L set | Packet/Set
| Acrylic flexi sheet light cure system, for special trays | 50pc/Packet
| Acrylic Polishing Kit | Packet/Set
| Acrylic Swift-Temp complete set for Direct technique Provisional | Piece
| Acrylic Temp Bridge set, JET 6/1 std P/L Kit of 6 bottle | Piece
| Acrylic, powder & liquid, cold cure for crown shade 2 | Packet/Set
| Acrylic, powder & liquid, cold cure for crown shade 3 | Packet/Set
| Acrylic, powder & liquid, cold cure for crown shade 4 | Packet/Set
| Acrylic, powder & liquid, cold cure for crown shade 5 | Packet/Set
| Acrylic, powder & liquid, cold cure for crown shade 6 | Packet/Set
| Analysing rod for D. Surveyer, 1/pkt | Packet
| Graphite Holder for D. surveyer | Packet
| X- ray film, Occlusal, 57x76mm (2 ¼ x 3) No.4,E-speed, minimum 2yrs of expiry date | 50pcs/ pkt
| Teeth, acrylic cross linked, shade - 26, set of 28 upper & lower full set medium | Set
| Acrylic, powder & liquid, cold cure for crown shade 7 | Packet/Set
| Adhesive Liquid for Wax Pattern RPD | Packet/Set
| Agar Duplicating Dent. Gel for duplicating models, for RPDs, 5kg | Jar
| All ceramic Preparation Kit, 17Pcs/pkt | Set
| Articulating paper Horse-shoe, 40µm | Packet of 12 book of 12 sheets
| Bite registration polyvinylsiloxane Paste system with Cartridge Gun/tips, large, GC | Packet/Set
| Carborundum points for contouring porcelain, SHP | 6Piece/Packet
| Arti-Fol, Articulating Film, Ultra thin (8&#956;m), with Miller forceps | Set
| ArtiSpot-2, Red-High spot indicator | Set
| Ceramic Repair Kit, Intro-Pack, No: 551905 | Set
| Ceramiste-Ceramic rubber Polishers, mounted, standard, Shape CA/253A | 6Piece/Packet
| Ceramiste-Ceramic rubber Polishers, mounted, SHP, standard, Shape CA/0252 | 6Piece/Packet
| Ceramiste-Ceramic rubber Polishers,mounted SHP, standard, Shape CA/0251 | 6Piece/Packet
| Chip-less wheels for porcelain, unmounted, set of 12/pkt | Set
| Compo-master diamond impregnated polisher | Set
| Composite (bis-GMA) Provisional, ProTemp II, Base/Catalyst set | Set
| Corrosion-protection Oil for Pliers/instruments | Packet/Set
| Crown Bridge Preparation Kit, RE Goldstein | Packet
| ESPE-Fit tester: Occlude for crowns/bridges | Piece
| Felt Wheel 100 piece/pkt | Set
| Crown Bridge Preparation, 14 burs assorted kit | Kit
| Crown master forceps, denta, 260-306-00 | Packet
| Densply preparation assorted diamond bur complete set | Set
| Dent. Aldehyde-free Cleaner for saliva ejector, 250/mL | Packet/Set
| Dentaflux Universal | Set
| Diaflex microfine diamond impregnated felt polisher for ceramic, 10Pcs/pkt | Set
| Diamond Bur Round, FG Size 014 | 6Piece/Packet
| Diamond Bur Round, FG Size 020 | 6Piece/Packet
| Diamond Bur straight, FG Size 018 | 6Piece/Packet
| Diamond Disc Flexible, Summa, 22mm Diam | Packet/Set
| Diamond Dressor | Piece
| Diamond studded Disc wheel, mounted | 6Piece/Packet
| Disinfectant spray for Dental impression Materials, 200mL/with Spray bottle | Packet/Set
| Disinfectant Spray for Tray/unit,with Spray bottle, 200ML | Bottle
| Duplicating flask with base for gel duplication for RPDs | Piece
| Dura Polish Wax with Al2O3 for polishing metal/ Denture resin | Packet/Set
| Duralay acrylic(burn-out type), powder/liquid, self cure: kit/set | Packet/Set
| Dura-Polish Diamond impregnated Wax for Polishing Porcelain | Packet/Set
| Enamel adjustment CA Ki | Packet/Set
| ESPE- Fine Checker for crowns/bridges | Set
| ESPE Occlu-fast cartridge set | Packet/Set
| ESPE Occlusal indicator wax | Set
| ESPE-Disclosing Wax for RPDs | Roll
| Fiber Force Mesh System starter kit complete set for dentures,10piece/pkt with complete curing unit | Packet/Set
| Finishing metal strips, Assorted/colour coded, set of 5pkt | Packet/Set
| Finishing/Polishing strips, Epitex, assorted, set of 5pkt | Packet/Set
| Flexible Sunflex/Valaplast Acrylic system starter kit with complete Accessories/packing curing units, 220-240V | Packet/Set
| Flexiponal special wax, Bite/borders | Piece
| Flexodisc, white fine grain with mandrel, pkt/12 | Set
| FRC Postec-Plus, Fibre reinforced post system, assorted sizes | Piece
| Gas refill butane for soldering with accessories for hand torch | Piece
| Gates Glidden Drills, Set of 6 | Packet/Set
| Gold Alloy Polishing HP kIt: CA 0304, Shofu | Packet/Set
| GC Casting ring Liner asbestos free, 20m/pkt | Packet/Set
| GC Catridge Gun Dispenser Large set | Packet/Set
| GC Dry-mouth Gel geriatric 1/pk | Packet/Set
| GC Fit Checker-I, White, 100gm | Packet
| GC Fit Checker-II, White, 50gm | Packet
| GC Free-genol Temp. Cement, Base/Catalyst set | Piece
| GC Fuji Capsule Applier autoclavable for capsules | Piece
| Otramatrix Ivoclar, Molar universal | Set
| GC Fuji Lining paste/pack with Dispensor gun, light-cured, complete set | Set
| GC Fuji-7 GIC radiopaque High flouride relase Capsule with Dispensor set | Packet/Set
| GC metal Primer-II, 5ml/pkt | Packet/Set
| GC MI interproximal brush for bridges, Size Medium, 50/pk | Packet/Set
| GC MI interproximal brush for bridges, Size Small, 50/pk | Packet/Set
| GC Proclean/Roclean dissolving agent for gypsum investments, 1L/Can | Packet/Set
| Gingival retraction cord plain, Size 1; colour coded | Packet/Set
| GC Silicone Reline-Soft Material, 62gm set with Dispensing Gun, 100 mixing tips | Packet/Set
| GC Soft-Liner/Tissue Conditioner, 100gmP/L | Piece
| GC-Pattern resin LS, for burn out patterns, with accessories, set | Packet/Set
| GC-Silicone Rubber cups Large for mixing Acrylics, assorted sizes, set of 3 | Packet/Set
| GIC Light cured core-build up cement, Vitremer, P/L set | Set
| Gingival Gel retraction syste with dispensing 100/tips | Set
| Helioseal F set/kit | Piece
| Lab carbide Bur HP, Shofu, Shape No: 21DF | 1 Piece/Packet
| Gingival retraction cord plain, Size 2 colour coded | Packet/Set
| Gingival retraction cord with Astringent/Ferric AlCl2, Size 2 | Packet/Set
| Gingival retraction cord with Astringent/Ferric, AlCl2, Size 1 | Packet/Set
| Gingival retraction cord plain, Size 0; colour coded | Piece
| Gingival retraction cord with adrenalin, Size 1; colour coded | Packet/Set
| Gingival retraction cord with adrenalin, Size 2; colour coded | Packet/Set
| Gingival retraction cord with Astringent/Ferric AlCl2, Size 0 | Packet/Set
| Gingival retraction cord with adrenalin, Size 0; colour coded | Piece
| Indelible Marking Pencil, Blue | Piece
| Glass ionomer fluoride reinforced sofu luting cement P/L set | Packet/Set
| Glass Ionomer Fuji Plus, High-Fluoride plus Resin reinforced Luting Cement, set | Packet/Set
| Glaze Acrylic resin Polish kit | Piece
| Gold Alloy Polishing HP kIt: 0303, Shofu | Packet/Set
| Graphite Marker for D. Surveyer | 10Piece/Packet
| Grid strengtheners for C.Dentures, 0.4mm | Packet/Set
| Grid strengtheners for C.Dentures, Cr/Ni 0.4mm | Packet/Set
| Heatless stone wheel for porcelain, unmounted, set of 12/pkt | Set
| Indelible Marking Pencil, Red | Piece
| Inlay wax, Brown hard | Packet/Set
| Inlay-Wax, blue medium | 20 sticks/Pkt
| Ivory Carving Wax-blocks: white | 50pc/Packet
| Lab carbide Bur HP, Shofu, Shape No: 13B | 1 Piece/Packet
| Lab carbide Bur HP, Shofu, Shape No: 13N | 1 Piece/Packet
| Lab carbide Bur HP, Shofu, Shape No: 14NF | 1 Piece/Packet
| Lab carbide Bur HP, Shofu, Shape No: 15NF | 1 Piece/Packet
| Lab carbide Bur HP, Shofu, Shape No: 1N | Packet
| Lab carbide Bur HP, Shofu, Shape No: 37NF | 1 Piece/Packet
| Lab carbide Bur HP, Shofu, Shape No: 39NF | 1 Piece/Packet
| Lab carbide Bur HP, Shofu, Shape No: 3N | 1 Piece/Packet
| Lab carbide Bur HP, Shofu, Shape No: 7N | 1 Piece/Packet
| Lab carbide Bur HP, Shofu, Shape No: 7NF | 1 Piece/Packet
| Lab carbide Bur HP, Shofu, Shape No: 8NC | 1 Piece/Packet
| Lab carbide Bur HP, Shofu, Shape No.21N | 1 Piece/Packet
| Linen-Buff Siliconized, prepolishing, 4 piece/pkt | Set
| Matrix Solutions Kit, No: 663008, with Bitine placement forcep, Tightening device/snipper set, D.Caulk | Set
| Mixing PAD, Pkt/50, Large | Piece
| Mixing PAD, Pkt/50, Medium, 8 x 7cm | Piece
| Mixing tips for Dispensing Gun for above Cartridges, pkt/100 | Piece
| Model Spray Hardener, 300mL | Piece
| Model table for cast | Packet
| Modelling Clay for Boxing Impressions, 500gm | Packet
| Monopaque for masking metal surface, Shade 110/A1 | Set
| Monopaque for masking metal surface, Shade 210/A3 | Piece
| Mouth prop rubber base: Children | Piece
| Multicore Flow composite core build up material complete set, Ivoclar | Piece
| Multilink Automix comp for luting FRC post, Kit | Set
| NP Alloy Adjustment HP Kit | Packet
| Optra-contact Ivoclar, Molar contact | Set
| Optra-contact Ivoclar, Premolar contact | Set
| Optra-Sculpt handle with Accessories, 2handles ,6 modelling tips | Set
| Otramatrix Ivoclar, Molar I/II; III/IV quadrant | Set
| Otramatrix Ivoclar, Premolar I/II; III/IV quadrant | Set
| Otramatrix Ivoclar, Premolar universal | Set
| Peeso reamers, Lock-Grip, Set of 6 | Packet/Set
| Plaster and Acrylic cutter, Shaft 1.35mm | Packet
| Plaster Remover Solution, 2lit/Jar with Dispensing Transparent Jar | Piece
| Poly Siloxane imp. material, (Condensation type) , Light body | Packet/Set
| Poly Siloxane imp. material, (Condensation type) , Putty set | Packet/Set
| Poly VinylSiloxane Silicone imp material (Protosil/Addition type)-Lightbody | Packet/Set
| Poly VinylSiloxane Silicone imp material (Protosil/Addition type)-Putty | Packet/Set
| Poly VinylSiloxane Silicone imp material (Protosil/Addition type)-Regular | Packet/Set
| Poly-ether imp. Material; Base-Catalyst set/kit : Permadyne Regular | Packet/Set
| Polyethylene Foil Spacer, 25µm, 95 x 95mm for Quick wash imp | Piece
| Porcelain Adjustment HP Kit, 0301. SHOFU | Packet
| Preformed Wax Pattern Mesh-round type, GR/10Pcs/pkt | Packet/Set
| Preformed Wax Bony hard I-Bar Clasp, 10Pcs/pkt | Packet/Set
| Porcelain Veneer Kit, 0300. SHOFU | Packet/Set
| Preformed Wax Pattern Shape RR-2, 10Pcs/pkt | Packet/Set
| Preformed Wax Pattern Mesh-diamond shape, GL/10Pcs/pkt | Packet/Set
| Preformed wax-sprue round with reservoir | Packet/Set
| Preformed wax-sprue triangle with reservoir | Packet/Set
| Preparation Diamond Bur torpedo round end, Large 16 | Packet/Set
| Preparation Diamond Bur torpedo round end, Large 18 | Packet/Set
| Pressure Indicator Paste for complete Denture | Packet/Set
| Pressure indicator paste Remover | Packet/Set
| Pressure Spot indicator Polysiloxane for FPDs, base/catalyst set | Packet/Set
| Protaper Endodontic-Files, Lock-grip, NiTi set of 6/pkt for protaper CHP system | Set
| Protaper Endodontic-reamers, Lock-grip, NiTi set of 6/pkt for protaper CHP system | Set
| R4 Endo disinfection, 13ml/bottle( for post insertion) | Set
| Saphir-S high Lustre polishing Paste for Precious/nonprecious alloys | Set
| Self threading Pin-System, Max-Pin complete set | Packet/Set
| Self threading Pin-System, complete set | Packet/Set
| Self-curing resin for customized trays & Base plates | Packet/Set
| Silicone Polisher : Porcelain Adjust Polishing Kit | Piece
| Silicone polishing brown wheel: SHP, grit-medium | Packet/Set
| Silicone polishing green wheel small: SHP, grit-fine | Packet/Set
| Silicone polishing green wheel small: SHP, grit-medium | Packet/Set
| Stand for pliers 13 cm,5 1/8 | Packet
| Synergy Flow Composite intro-kit 8syringes/Accessories complete pkt | Packet/Set
| Synergy D6 Composite Kit, 8syringes Dentin/Enamel with Etching gel large,one step bond | Packet/Set
| Systemp Desensitizer, with dispensing tips | Piece
| Triple trays 3M, Disposable for crown and bridge, anterior | Set
| Triple trays 3M, Disposable for crown and bridge, posterior | Piece
| Ultra-II Diamond Polishing Paste, 2gm | Packet/Set
| Undercut gauges for D. Surveyer, Set | 4 Piece/Packet
| Universal Polishing Paste/wax for acrylics | Set
| Vivastlye 30% gel vital/non-vital bleach with customized trays set, ivoclar | Set
| Self sealing plastic bag disposable 6+8 inch jar disinfection / packaging of impressions | 100/Packet
| Rubber dam, 5 inch x 5 inch, Thin green, Mint | 50/pkt
| Sintered Diamond burs, Dentaurum, D | Piece
| Sintered Diamond burs, Dentaurum, E | Piece
| Aluminium Oxide Abrasives Sand blast powder, 50 µm | 10 kg/Packet
| Carbide Drill Whaldent PX119, for Pindex Laser system | Packet
| Carbon Graphite Insert for crucible for casting alloys, std. | 12 Piece/Packet
| Cristobalite investment mat.Gypsum bonded For Gold Alloy, Powder/Liquid. 5kg/500ml | Set
| Dental disposable Bibs, water resistant | 100 Piece/Packet
| Sintered Diamond burs, Dentaurum, C | Piece
| Dental stone Combistone/ModerockII/ Die stone, Brown, Powder/Liquid | Packet/Set
| IPS e.max Ceram Shade Kit/set | Set
| Aluminium Oxide Abrasives Sand blast powder 150/200 µm | 10 kg/Packet
| Aluminium Oxide Abrasives Sand blast powder, 100 µm | 10 kg/Packet
| Diamond studded separating disc for split tech. Precicut machine (Dia-19mmx0.15mm) | Piece
| Die Spacer, golden color, 25ml,with thinner | Set
| Die spacer, Silver color, 25 ml, with thinner | Set
| Die surface Haderner thinner solution, 125mL | Bottle
| Die surface Harderner, 125mL | Bottle
| Hand Saw, saw Blades-0.18mm | 12 Piece/Packet
| Investment liquid , Carrara/Elephant | Ltr/Jar
| Investment liquid for phospahtebonded refractory stone | Ltr/Jar
| Investment liquid for cretavest | Ltr/Jar
| Investment refractory stone, Powder, Carrara/Elephant, 150gm | Packet
| Nonprecious Remanium GM-380 Cast Partial denture alloy, 1kg | Packet
| Nonprecious Vitallium/WironiumPlus/ Wisil Co-Cr Alloy for RPD, 1kg | Packet
| Remanium Star Porcelain Bonding alloy ingot, 1kg | Packet
| Sintered Diamond burs, Dentaurum, I | Piece
| Sintered Diamond burs, Dentaurum, A | Piece
| Sintered Diamond burs, Dentaurum, B | Piece
| Sintered Diamond burs, Dentaurum, F | Piece
| Sintered Diamond burs, Dentaurum, G | Piece
| Sintered Diamond burs, Dentaurum, H | Piece
| Sintered Diamond burs, Dentaurum, J | Piece
| Sintered Diamond burs, Dentaurum, K | Piece
| Wax Sheet Pattern for RPD, medium veined 0.40mm | Packet
| Wax Sheet spacer for RPD, 0.30mm | Packet
| Wax Sheet Pattern for RPD, Fine veined 0.35mm | Packet
| Wax wetting Agent/Spray for patterns before investing, 120mL | Bottle
| WiroBond-C PFM alloy, non-precious, 1kg | Packet
| Aktiv-Karbon deoxidizing/cleaning Porcelain Furnace | 10 Piece/Set
| Auro film wetting agent for investment, 200mL | 200ml
| Ceremax caustic agent for removing Porcelain/Oxides 1L | Jar
| Geo-classic, carving Wax, colour mint-transparent, 75gm | Packet
| Geo-Classic, carving Wax, colour beige-opaque, 75gm | Packet
| Geo-Classic, undercut Wax, colour Pink, 75gm | Packet
| Micro bond/Shofu shade guide | Piece
| MicrobondShofu low fusing Porcelain materials, complete set | Set
| Porcelain separation blade with handle | Piece
| Separating discs PM, Renfert Tech. | 100 Piece/Packet
| Vintage Shofu Margin Porcelain Set | Set
| Vintage Shofu Modelling liquid, 50mL | Bottle
| Vintage Shofu Opaque liquid, 50mL | Bottle
| Vintage Shofu StainG kit set, PN6550 | Set
| Vintage Shofu T-Glass transparent, PN6392 | Piece
| Vintage Shofu Value Plus, PN6800 | Piece
| IPS e.max Alox Plunger, Small & large sets | 50/Packet
| IPS e.max Ceram Basic Kit/set | Set
| IPS e.max Ceram Margin, Shades A-D, complete set | Set
| IPS e.max Ceram Zirliner Kit/set | Set
| IPS e.max Press ingots, Small, (HO & MO) Shades A-D | Packet
| IPS e.max ZIrCAD ingots (HO & MO) Shades, A-D | Packet
| IPS e.max Zir-Press ingots, Large (HO & MO) Shades A-D | Packet
| IPS e.max Zir-Press ingots, Small (HO & MO) Shades A-D | Packet
| IPS Invex Liquid for removing reaction layer, 1L | Jar
| IPS PressVest investment material, Speed, P/L set, 10kg | Packet
| Silicone Investment Ring with Base & Ring gauze, Small | Set
| Silicone Investment Ring with Base& Ring gauze, Large | Set
| Rubber Polisher Disc W52 | 100 Piece/Packet
| Saw-blade for above, 0.25mm | 13 Piece/Packet
| Separating Agent for waxnpatterns, 120mL | Bottle
| Stain mixing palette | Piece
| Snow-White Dental Stone Hard, for Study Models, closed container, 1Kg | Packet
| Univest Liquid for investment | Ltr/Jar
| Univest Silky-Phosphate bonded investment, Powder for PFM-alloys Nonprecious alloys | 2.5kg/Packet
| Velmix Dental Die stone/Densite, type IV, Pink, closed container, 10kg | Packet
| Wax sprue wire 250g/spool Bego, size 3.5mm, 250gm | Spool
| Wax sprue wire 250g/spool Bego, size 4mm, 250gm | Spool
| Wax sprue wire 250g/spool size 2.0mm, 250gm | Spool
| Remanium 2000 Plus Porcelain Bonding alloy ingot, 500gm | Packet
| Porcelain mixing palette | Piece
| Precious Alloy, DentAurum LFC, Yellow colour, 1gm | Packet
| Pin Long 16mm with Sleeve | 1000pcs/Packet
| Pin Long 20mm with Sleeve | 1000pcs/Packet
| Plastic casting ring and base for crown/bridge, order no. 52667, BEGO | Set
| Plastic casting ring and base for crown/bridge, order no. 52666, BEGO | Set
| Plastic casting ring and base for crown/bridge,order no. 52665, BEGO | Set
| Plastic pins for direct post core techniques for impressions | 50/Packet
| Mounted Leather buffs for SHP | 12 Piece/Packet
| Mounted cotton buff wheels small for SHP | 12 Piece/Packet
| Metal casting Ring with base plates No. 1 | Set
| Metal casting Ring with base plates No. 3 | Set
| Metal casting Ring with base plates No. 6 | Set
| Melting crucible | 12 Piece/Packet
| Melting crucible with Graphite Insert | 12 Piece/Packet
| Japanese, Technic Gold-coloured Alloy for casting, 50gm | Packet
| Investment refractory stone, Powder, Crutavest, 4.5kg | Packet
| Liners for metal casting rings, 25m | Roll
| Wire spool, SS, G -19 | Piece
| Metal casting Ring with base plates No. 9 | Set
| Tray cleaning solution for alginate | Bottle
| Pressure indicating for denture | Packet/set
| Stone and plaster removal solution | Packet
| Zinc Oxide cement, powder & liquid set | Set
| Acrylic cross linked teeth, Shade - 28, Upper and lower posterior, Set of 16 (Large) | Set
| Acrylic cross linked teeth, Shade - 29, Upper and lower posterior, Set of 16 (Large) | Set
| Acrylic cross linked teeth, Shade - 29, Upper anterior, Set of 6 (Large) | Set
| Endo: K- file, NiTi, 21mm, assorted pkt, size 45- 80 | Packet
| Endo RCT sealer Endomethasone powder and liquid | Set
| Topical fluoride gel (1 ltr Jar/Bottle) | Bottle
| Apexit plus sealer | Piece
| Acrylic cross linked teeth, Shade - 28, Upper and lower posterior, Set of 16 (Small) | Set
| Acrylic cross linked teeth, Shade - 29, Lower anterior, Set of 6 (Large) | Set
| GC Catridge Gun mixing tips. 100/packet | Packet/Set
| Burs Diamond CHP friction grip for High speed turbine HP, Tapered fissure-Long Shank, size ISO 018 | 5pcs/pkt
| Burs Diamond CHP friction grip for Turbine/ Airotor HP Tapered fissure size ISO 012 | 5pcs/pkt
| Acrylic cross linked teeth, Shade - 28, Upper anterior, Set of 6 (Large) | Set
| Optra-gate medium | 50/Packet
| X-ray OPG film, 6x12 inch | 50pcs/ pkt
| Acrylic cross linked teeth, Shade - 28, Upper anterior, Set of 6 (Small) | Set
| Plaster of Paris | 50Kg/Drum
| Impression Compound | 5pcs/pkt
| Gum paint, Gumex | 60ml/Bottle
| Sand paper disc, assorted | 100dics/ pkt
| Teeth, acrylic cross linked, shade - 26, lower anterior large, set of 6 | Set
| Impression material Sodium-Alginate, normal setting | 450gm/Pkt
| Plastic disc, soflex polishing | 100dics/ pkt
| Teeth, acrylic cross linked, shade - 28, upper anterior small, set of 6 | Set
| Burs Diamond CHP friction grip for High speed turbine HP, Straight, fissure size ISO 014 | 5pcs/pkt
| Burs Diamond CHP friction grip for High speed turbine HP, Straight, fissure size ISO 006 | 5pcs/pkt
| Burs Diamond CHP friction grip for High speed turbine HP, Tapered fissure-long Shank, size ISO 016 | 5pcs/pkt
| Burs Diamond CHP friction grip for High speed turbine HP, Straight, fissure size ISO 012 | 5pcs/pkt
| Teeth, acrylic cross linked, shade - 26, upper & lower posterior large set of 16 | Set
| Teeth, acrylic cross linked, shade - 29, upper anterior large, set of 6 | Set
| Tungsten carbide SS, HM 141 205 040 | Piece
| Wax sticky | 10pcs/pkt
| Burs Diamond CHP friction grip for High speed turbine HP, Straight, fissure size ISO 008 | 5pcs/pkt
| Teeth, acrylic cross linked, shade - 29, lower anterior small, set of 6 | Set
| Teeth, acrylic cross linked, shade - 27, upper & lower posterior large set of 16 | Set
| Teeth, acrylic cross linked, shade - 28, lower anterior large, set of 6 | Set
| Tungsten carbide, HM 151 316 016 | Piece
| Tungsten carbide, HM 152 315 014 | Piece
| Teeth, acrylic cross linked, shade - 24, lower anterior small, set of 6 | Set
| Teeth, acrylic cross linked, shade - 27, set of 28 upper & lower full set small | Set
| Surgical Cutting Burs, SS, 165 205 023 | Piece
| Surgical Cutting Burs, SS, HM 141 204 040 | Piece
| Teeth, acrylic cross linked, shade - 27, lower anterior medium, set of 6 | Set
| Teeth, acrylic cross linked, shade - 27, lower anterior large, set of 6 | Set
| Teeth, acrylic cross linked, shade - 29, upper & lower posterior small set of 16 | Set
| Teeth, acrylic cross linked, shade - 27, upper anterior small, set of 6 | Set
| Teeth, acrylic cross linked, shade - 29, upper anterior small, set of 6 | Set
| Tracing green stick | 10pcs/pkt
| Wire spool, SS, G -28 | Piece
| Tungsten carbide, HM 162 104 016 | Piece
| Teeth, acrylic cross linked, shade - 29, upper anterior medium, set of 6 | Set
| Wire spool, SS, G -23 | Piece
| Teeth, acrylic cross linked, shade - 29, lower anterior medium, set of 6 | Set
| Teeth, acrylic cross linked, shade - 27, set of 28 upper & lower full set medium | Set
| Teeth, acrylic cross linked, shade - 27, lower anterior small, set of 6 | Set
| Teeth, acrylic cross linked, shade - 26, upper anterior medium, set of 6 | Set
| Wire spool, SS, G -22 | Piece
| Teeth, acrylic cross linked, shade - 27, upper anterior medium, set of 6 | Set
| Tungsten carbide SS, HM 141 205 050 | Piece
| Teeth, acrylic cross linked, shade - 26, upper anterior small, set of 6 | Set
| Teeth, acrylic cross linked, shade - 27, upper & lowerposterior medium set of 16 | Set
| Teeth, acrylic cross linked, shade - 28, upper & lower posterior medium set of 16 | Set
| Teeth, acrylic cross linked, shade - 27, set of 28 upper & lower full set large | Set
| Teeth, acrylic cross linked, shade - 28, upper anterior medium, set of 6 | Set
| Teeth, acrylic cross linked, shade - 28, lower anterior small, set of 6 | Set
| Teeth, acrylic cross linked, shade - 26, set of 28 upper & lower full set small | Set
| Teeth, acrylic cross linked, shade - 28, lower anterior medium, set of 6 | Set
| X- ray Fixer (Powder) | 1kg/Pkt
| Teeth, acrylic cross linked, shade - 26, lower anterior small, set of 6 | Set
| X- ray film, IOPA, No. 0,E-speed, minimum 2yrs of expiry date | 50pcs/ pkt
| Wire spool, SS, G -21 | Piece
| Teeth, acrylic cross linked, shade - 25, upper anterior medium, set of 6 | Set
| Zinc Phosphate cement , podwder-liquid set | Set
| Teeth, acrylic cross linked, shade - 26, upper anterior large, set of 6 | Set
| Teeth, acrylic cross linked, shade - 24, lower anterior large, set of 6 | Set
| Teeth, acrylic cross linked, shade - 26, lower anterior medium, set of 6 | Set
| Teeth, acrylic cross linked, shade - 28, upper anterior large, set of 6 | Set
| Needdle,1,27G (0.40x21 mm) | 100pcs/box
| Teeth, acrylic cross linked, shade - 29, upper & lower posterior large set of 17 | Set
| Teeth, acrylic cross linked, shade - 25, set of 28 upper & lower full set small | Set
| Teeth, acrylic cross linked, shade - 29, upper & lower posterior medium set of 16 | Set
| Teeth, acrylic cross linked, shade - 28, upper & lower posterior small set of 16 | Set
| Teeth, acrylic cross linked, shade - 24, upper & lower posterior large set of 16 | Set
| Whitening powder | 1kg/pkt
| Temporary SS crown standard set | Set
| Teeth, acrylic cross linked, shade - 29, lower anterior large, set of 6 | Set
| Teeth, acrylic cross linked, shade - 29, upper & lower posterior large set of 16 | Set
| Teeth, acrylic cross linked, shade - 25, upper & lower posterior small set of 16 | Set
| Teeth, acrylic cross linked, shade - 26, upper & lower posterior small set of 16 | Set
| Wire spool, SS, G -20 | Spool/piece
| X-ray film lateral ceph, Size - 8x10 inch | 50pcs/ pkt
| Dental diamond bur, CHP friction grip for Turbine/Air rotor HP, FG, Round Size 014 | 5/pkt
| Acrylic cross linked teeth, Shade - 25, Upper and lower posterior, Set of 16 (Medium) | Set
| Wire spool, G 21 SS | Piece
| Wire spool, G 22 SS | Piece
| Wire spool, G 23 SS | Piece
| Wire spool, G 19 SS | Piece
| Cotton buff wheel, Large for lathe, 4½ inches | Piece
| Acrylic cross linked teeth, Shade - 28, Lower anterior, Set of 6 (Large) | Set
| Silver diamine fluoride 38% | Bottle
| Acrylic cross linked teeth, Shade - 26, Upper and lower posterior, Set of 16 (Medium) | Set
| Acrylic cross linked teeth, Shade - 27, Upper and lower posterior, Set of 16 (Small) | Set
| Acrylic cross linked Teeth, Shade - 23, Upper and lower full set, Set of 28 (Medium) | Set
| Acrylic cross linked teeth, Shade - 26, Upper anterior, Set of 6 (Small) | Set
| Acrylic cross linked teeth, Shade - 25, Upper anterior, Set of 6 (Small) | Set
| Acrylic cross linked teeth, Shade - 26, Upper and lower full set, Set of 28 (Large) | Set
| Mouth prop rubber base: Adult | Piece
| Steel bur, SHP, Tappered fissure, Small | Piece
| Rubber bowl, 9.5cm, Small | Piece
| Acrylic cross linked teeth, Shade - 25, Upper and lower full set, Set of 28 (Medium) | Set
| Articulating paper, Standard 40/60µm | 12 book/12 sheets
| Bur holder, Revolving, dia. 7inch, 4inch high (400 x 343) | Piece
| Glass mixing slab, 6x 3 x 1/2 inch | Piece
| Acrylic powder 450g with Pink, Heat cured with liquid 275mL; Cold mould seal with separating sheet | Set
| Dental Needle, 27G, Long (0.40 x 35mm) | 100/Pkt
| Acrylic cross linked teeth, Shade - 24, Upper anterior, Set of 6 (Small) | Set
| Acrylic cross linked teeth, Shade - 24, Upper and lower posterior, Set of 16 (Medium) | Set
| Acrylic cross linked teeth, Shade - 24, Upper and lower full set, Set of 28 (Large) | Set
| Felt cone, Medium 1 inch x 3 inch | Piece
| X-ray film, Occlusal, 57 x 76mm (2inch x 3inch) No. 4, E-speed | 50/pkt
| Plastic disc for composite polishing | 100/pkt
| Felt cone, Large 1 inch x 4 inch | Piece
| Rubber bowl, 12.5cm, Large | Piece
| Lentulo-spiral, Endodontic, 21mm, Lock grip, Assorted | Packet
| Polishing rubber cup, CHP, Lock grip, 12/pkt | Packet
| Pressure spot indicating for denture with remover | Packet
| Polishing rubber cup, CHP, Lock grip | Piece
| Acrylic trimmer, SHP,steel, round ? small, std size | piece
| Acrylic, powder, pink, heat cure with liquid, cold mold seal, separating sheet | set
| Bristle brush, mounted, CHP | Piece
| Bur holder, revolving 7 diameter 4 high(400x343) | Piece
| Periodontal probe | Packet
| Lathe stone wheel, Small 2inch x 1/4inch | Piece
| Lathe stone wheel, Medium 3inch x 1/4inch | Piece
| Orifice opener, Endodontic: 2 pieces of 3 different sizes | Packet
| Lathe stone wheel, Large 4inch x 1/4inch | Piece
| Endodontic RCT plugger | Piece
| Rubber bowl, Large, for alginate and plaster mixing | Piece
| Burs Diamond CHP friction grip for High speed turbine HP, Inverted, size ISO 006 | 5pcs/Pkt
| Burs Diamond CHP friction grip for High speed turbine HP, Inverted, size ISO 012 | 5pcs/Pkt
| Impression compound | 5/pkt
| Mixing slab, Glass 6 x 3 x 1/2inch | Piece
| Plastic face shield | 10pcs/ pkt
| Arch bar, Erichs 12inch | Piece
| Bur cleaning brush | Piece
| Tapered mounted Stone, SHP, Medium | Piece
| R4, Endodontic disinfectant | Bottle
| Endo: pulp devitilizer(Paraformaldehyde, Phenol, Lidocaine Base) | Bottle
| Glass Ionomer Fuji II: Powder (15g), Liquid (6mL) and Cocoa butter set (6mL) | Set
| Acrylic trimmer, SHP, Steel, Flame shape, Small | Piece
| Acrylic trimmer, SHP, Steel, Flame shape, Large | Piece
| Acrylic trimmer, SHP, Steel, Flame shape, Medium | Piece
| Acrylic powder 450g with Veined, Heat cured with liquid 275mL; Cold mould seal, with separating sheet | Set
| Acrylic powder 400g with Clear, Cold cured with liquid 400mL | Set
| Acrylic trimmer, SHP, Steel, Round, Large | Piece
| Acrylic trimmer, SHP, Steel, Round, Small | Piece
| Band for matrix retainer, Ivory no.1 | 10/pkt
| Band for matrix retainer, Tofflemire contra-angle, Adult | 10/pkt
| Band for matrix retainer, Tofflemire contra-angle, Junior | 10/pkt
| Base plate, Shellac, Upper | 50/pkt
| Bur cleaning brush (SS or Copper bristles) | Piece
| Calcium hydroxide base (13g) plus catalyst (11g) kit with mixing pad | Set
| Carborundum disc | 100/pkt
| Cellophane/Mylar strip | 100/pkt
| Denture cleaning powder | 15g
| Clove oil | 100mL
| Cocoa-butter for glass ionomer | Set
| Composite finishing kit | Packet
| Composite light cure material set ( 6 shades (A1, A2, A3; B1, B2, B3) with shade guides) with etching gel, one step bond | Set
| Cylindrical mounted stone, SHP, Large | Piece
| Cylindrical mounted stone, SHP, Medium | Piece
| Cylindrical mounted stone, SHP, Small | Piece
| Dental floss, Waxed | Piece
| Dental wedges, Wooden, Assorted of 4 different colours | 400/pkt
| Dental diamond bur, CHP friction grip for high speed turbine HP, Inverted, Size 006 | 5/pkt
| Dental diamond bur, CHP friction grip for high speed turbine HP, Inverted, Size 010 | 5/pkt
| Dental diamond bur, CHP friction grip for high speed turbine HP, Inverted, Size 012 | 5/pkt
| Dental diamond bur, CHP friction grip for high speed turbine HP, Inverted, Size 016 | 5/pkt
| Dental diamond bur, CHP friction grip for high speed turbine HP, Inverted, Size ISO 014 | 5/pkt
| Dental diamond bur, CHP friction grip for high speed turbine HP, Straight, Fissure Size 006 | 5/pkt
| Dental diamond bur, CHP friction grip for high speed turbine HP, Straight, Fissure Size 008 | 5/pkt
| Dental diamond bur, CHP friction grip for high speed turbine HP, Straight, Fissure Size 012 | 5/pkt
| Dental diamond bur, CHP friction grip for high speed turbine HP, Straight, Fissure Size 016 | 5/pkt
| Dental diamond bur, CHP friction grip for high speed turbine HP, Tapered fissure-long Shank, Size 016 | 5/pkt
| Dental diamond bur, CHP friction grip for high speed turbine HP, Tapered fissure-long Shank, Size 018 | 5/pkt
| Dental diamond bur, CHP friction grip for Turbine/Air rotor HP, FG, Round 010 | 5/pkt
| Dental diamond bur, CHP friction grip for Turbine/Air rotor HP, FG, Round Size 06 | 5/pkt
| Dental diamond bur, CHP friction grip for Turbine/Air rotor HP, FG, Round Size 08 | 5/pkt
| Dental diamond bur, CHP friction grip for Turbine/Air rotor HP, FG, Round, Size 016 | 5/pkt
| Dental diamond bur, CHP friction grip for Turbine/Air rotor HP, Tapered fissure Size 008 | 5/pkt
| CHP mounted with bristle brush | 100/Pkt
| Pressure spot indicating for denture | Set
| Crown and core build-up material, Triple-cured, resin reinforced glass ionomer | Set
| Dental diamond bur, CHP friction grip for Turbine/Air rotor HP, Tapered fissure size ISO 010 | 5/pkt
| Dental diamond bur, CHP friction grip for Turbine/Air rotor HP, Tapered fissure size ISO 012 | 5/pkt
| Dental diamond bur, CHP friction grip for Turbine/Air rotor HP,Tapered fissure Size 006 | 5/pkt
| Sand paper disc, Assorted | 100/pkt
| Dental plaque disclosing solution | 45mL
| Dry socket paste | Piece
| Endodontic EDTA gel | 5gm
| Aluminuim endo-box with stand, Large 204 x 105 x 54mm | Piece
| Endodontic broach, Barbed 12, 21mm length | Packet
| Endodontic broach, Barbed 15 - 40, 21mm length | Packet
| Endodontic broach, Barbed 15 - 40, 25mm length | Packet
| Wire spool, G 28 SS | Piece
| Endodontic finger spreader, Assorted 15 - 40mm | Packet
| Endodontic formo-cresol solution | 10mL
| Gelatin sponge, Absorbable, Haemostatic | 10/pkt
| Glass ionomer with light cured set | Set
| Gutta percha point, Endodontic, Assorted 15 - 40 | Packet
| Gutta percha point, Endodontic, Assorted 45 - 80 | Packet
| Hedstroem file, NiTi, Endodontic, 21mm, Assorted Size 10 | Packet
| Hedstroem file, NiTi, Endodontic, 21mm, Assorted Size 15 - 40 | Packet
| Hedstroem file, NiTi, Endodontic, 21mm, Assorted Size 8 | Packet
| Hedstroem file, NiTi, Endodontic, 25mm, Assorted Size 10 | Packet
| Hedstroem file, NiTi, Endodontic, 25mm, Assorted Size 12 | Packet
| Hedstroem file, NiTi, Endodontic, 25mm, Assorted Size 45 - 80 | Packet
| Hedstroem file, NiTi, Endodontic, 25mm, Assorted Size 8 | Packet
| Intra-cannal medicament, Calcium hydroxide (powder and liquid) | Set
| K-file, NiTi, Endodontic, 21mm, Assorted Size 15 - 40 | Packet
| K-file, NiTi, Endodontic, 21mm, Assorted Size 45 - 80 | Packet
| K-file, NiTi, Endodontic, 21mm, Assorted Size 8 | Packet
| K-file, NiTi, Endodontic, 25mm, Assorted Size 15 - 40 | Packet
| Glass Ionomer, Fuji IX: Powder (15g), Liquid (6mL) and Cocoa butter (2g) Set | Set
| Polysulfide impression paste, Base/catalyst set, Regular | Set
| Iodoform paste, Paedo root canal sealant | Set
| Hedstroem file, NiTi, Endodontic, 21mm, Assorted Size 12 | Packet
| Filling material, Temporary | 20g
| K-file, NiTi, Endodontic, 21mm, Assorted Size 12 | Packet
| K-file, NiTi, Endodontic, 25mm, Assorted Size 12 | Packet
| Pumice powder | 5kg
| Endodontic RCT obturation paste, Endomethasone N powder (14gm) and liquid (10mL) | Set
| Aluminuim endo-box with stand, Small 104 x 44 x 40mm | Piece
| K-file, NiTi, Endodontic, 25mm, Assorted Size 45 - 80 | Packet
| K-file, NiTi, Endodontic, 25mm, Assorted Size 8 | Packet
| K-reamer, NiTi, Endodontic, 21mm, Assorted Size 10 | Packet
| K-reamer, NiTi, Endodontic, 21mm, Assorted Size 8 | Packet
| K-reamer, NiTi, Endodontic, 25mm, Assorted Size 10 | Packet
| K-reamer, NiTi, Endodontic, 25mm, Assorted Size 15 - 40 | Packet
| K-reamer, NiTi, Endodontic, 25mm, Assorted Size 8 | Packet
| Lentulo-spiral, NiTi, Endodontic, 25mm, Lock grip, Assorted | Packet
| Lubricating oil spray for handpiece | Can
| Disc mandrel, SHP | Piece
| Sand paper mandrel, SHP | Piece
| Mineral trioxide aggregate, Powder and liquid | Set
| MTA sealer, Endodontic, Two-paste system (4g) Automix syringe with dispenser and 100tips | Set
| Paper point, Endodontic, Assorted Size 15 - 40 | Packet
| Paper point, Endodontic, Assorted Size 45 - 80 | Packet
| Plaster of paris | 50kg
| Polishing brush for lathe | Piece
| Crown preparation set | Set
| Prophylaxis paste | Piece
| Round mounted stone, SHP, Large | Piece
| Round mounted stone, SHP, Medium | Piece
| Round mounted stone, SHP, Small | Piece
| Impression material, Sodium alginate, Normal setting | 450gm
| Temporary crown set, Standard, SS | Set
| Steel bur, SHP, Straight fissure, Large | Piece
| Steel bur, SHP, Straight fissure, Small | Piece
| Steel bur, SHP, Tappered fissure, Large | Piece
| Steel bur, SHP, Tappered fissure, Medium | Piece
| Stone plaster | 1kg
| Dental suction tube, Disposable, Standard size | 100/pkt
| Tapered mounted Stone, SHP, Large | Piece
| Tapered mounted Stone, SHP, Small | Piece
| Acrylic cross linked teeth, Shade - 24, Lower anterior, Set of 6 (Large) | Set
| Acrylic cross linked teeth, Shade - 24, Lower anterior, Set of 6 (Medium) | Set
| Rubber Dam Clamp No.0 | Set
| Endodontic sodium hypochlorite 3% | 450mL
| Mould guide, Rubber, Upper | Piece
| Pre-amalgamated powder, Silver alloy (68.7%) | 30g
| Endodontic ruler | Piece
| Secondary impression material, Polyvinyl Siloxane | Packet
| Cold mould seal, Sodium alginate solution | 450mL
| K-reamer, NiTi, Endodontic, 21mm, Assorted Size12 | Packet
| Lentulo-spiral, Endodontic, 19mm, Lock grip, Assorted | Packet
| Mould guide, Rubber, Lower and Upper Set, Dentulous | Set
| Secondary impression material, Polyther, Medium body | Packet
| RCT resin sealer, Endodontic paste system | Set
| Acrylic cross linked teeth, Shade - 24, Lower anterior, Set of 6 (Small) | Set
| Acrylic cross linked teeth, Shade - 24, Upper and lower full set, Set of 28 (Medium) | Set
| Acrylic cross linked teeth, Shade - 24, Upper and lower full set, Set of 28 (Small) | Set
| Acrylic cross linked teeth, Shade - 24, Upper and lower posterior, Set of 16 (Large) | Set
| Acrylic cross linked teeth, Shade - 24, Upper and lower posterior, Set of 16 (Small) | Set
| Acrylic cross linked teeth, Shade - 24, Upper anterior, Set of 6 (Large) | Set
| Acrylic cross linked teeth, Shade - 24, Upper anterior, Set of 6 (Medium) | Set
| Acrylic cross linked teeth, Shade - 25, Lower anterior, Set of 6 (Large) | Set
| Acrylic cross linked teeth, Shade - 25, Lower anterior, Set of 6 (Medium) | Set
| Acrylic cross linked teeth, Shade - 25, Lower anterior, Set of 6 (Small) | Set
| Acrylic cross linked teeth, Shade - 25, Upper and lower full set, set of 28 (Large) | Set
| Acrylic cross linked teeth, Shade - 25, Upper and lower full set, Set of 28 (Small) | Set
| Acrylic cross linked teeth, Shade - 25, Upper and lower posterior, Set of 16 (Large) | Set
| Acrylic cross linked teeth, Shade - 25, Upper and lower posterior, Set of 16 (Small) | Set
| Acrylic cross linked teeth, Shade - 25, Upper anterior, Set of 6 (Large) | Set
| Acrylic cross linked teeth, Shade - 25, Upper anterior, Set of 6 (Medium) | Set
| Steel bur, SHP, Straight fissure, Medium | Piece
| Acrylic cross linked teeth, Shade - 26, Lower anterior, Set of 6 (Large) | Set
| Acrylic cross linked teeth, Shade - 26, Lower anterior, Set of 6 (Medium) | Set
| Acrylic cross linked teeth, Shade - 26, Lower anterior, Set of 6 (Small) | Set
| Acrylic cross linked teeth, Shade - 26, Upper and lower full set, Set of 28 (Medium) | Set
| Acrylic cross linked teeth, Shade - 26, Upper and lower full set, Set of 28 (Small) | Set
| Acrylic cross linked teeth, Shade - 26, Upper and lower posterior, Set of 16 (Large) | Set
| Acrylic cross linked teeth, Shade - 26, Upper and lower posterior, Set of 16 (Small) | Set
| Acrylic cross linked teeth, Shade - 26, Upper anterior, Set of 6 (Large) | Set
| Acrylic cross linked teeth, Shade - 26, Upper anterior, Set of 6 (Medium) | Set
| Acrylic cross linked teeth, Shade - 27, Lower anterior, Set of 6 (Large) | Set
| Acrylic cross linked teeth, Shade - 27, Lower anterior, Set of 6 (Medium) | Set
| Acrylic cross linked teeth, Shade - 27, Lower anterior, Set of 6 (Small) | Set
| Acrylic cross linked Teeth, Shade - 23, Upper and lower full set, Set of 28 (Small) | Set
| Acrylic cross linked teeth, Shade - 27, Upper and lower posterior, Set of 16 (Large) | Set
| Acrylic cross linked teeth, Shade - 27, Upper and lower posterior, Set of 16 (Medium) | Set
| Acrylic cross linked teeth, Shade - 27, Upper anterior, Set of 6 (Large) | Set
| Acrylic cross linked teeth, Shade - 27, Upper anterior, Set of 6 (Medium) | Set
| Acrylic cross linked teeth, Shade - 27, Upper anterior, Set of 6 (Small) | Set
| Acrylic cross linked teeth, Shade - 28, Lower anterior, Set of 6 (Medium) | Set
| Wax stick, Sticky | 10/pkt
| Wax stick, Tracing green | 10/pkt
| Acrylic powder, veined, heat cure with liquid Cold mold seal, separating sheet | set
| Wire spool, G 20 SS | Piece
| Acrylic, powder, clear, heat cure with liquid, cold mold seal, separating sheet | set
| Wire spool, G 27 SS | Piece
| Zinc oxide cement, Powder and liquid set | Set
| Zinc oxide impression, Base/catalyst paste | Set
| Cotton buff wheel, Small for SHP mounted 3 inches | Piece
| Acrylic cross linked teeth, Shade - 28, Upper and lower posterior, Set of 16 (Medium) | Set
| Ball Burnisher, double ended (Medium) | Piece
| Acrylic cross linked teeth, Shade - 28, Upper anterior, Set of 6 (Medium) | Set
| Acrylic cross linked teeth, Shade - 29, Lower anterior, Set of 6 (Medium) | Set
| Acrylic cross linked teeth, Shade - 29, Lower anterior, Set of 6 (Small) | Set
| Acrylic cross linked teeth, Shade - 29, Upper and lower posterior, Set of 16 (Medium) | Set
| Acrylic cross linked teeth, Shade - 29, Upper and lower posterior, Set of 16 (Small) | Set
| Cotton buff wheel, Small for SHP mounted, 12/pkt | Piece
| Acrylic cross linked teeth, Shade - 29, Upper anterior, Set of 6 (Medium) | Set
| Acrylic cross linked teeth, Shade - 29, Upper anterior, Set of 6 (Small) | Set
| X-ray fixer powder | 1kg
| D file, Endodontic, NiTi, Size 15, 25m, 6/pkt | Piece
| Fluoride Tablets 0.50mg | 1000 Tabs/ Pkt
| Sharpening stone, Arkansas, Double side | Piece
| D file, Endodontic, NiTi, Size 6, 25m, 6/pkt | Piece
| Sodium Fluoride Varnish 5% ( 2.26% F)10 ml tube with applicator brush | 50tubes/ pkt
| D file, Endodontic, NiTi, Size 8, 25m, 6/pkt | Piece
| Rubber base tray adhesive, Polysulfide | Tube
| Wax stick, Modeling | 10/pkt
| X-ray film, IOPA, No. 01, E-speed (Paedo) | 150/pkt
| X-ray film, IOPA, No. 02, E-speed (Adult) | 150/pkt
| Acidulated phosphate fluoride 1.23% Topical gel | 500ml
| X-ray film, Bitewing holder | 50/pkt
| X-ray OPG film 6 x 12inch | 50/pkt
| X-Ray Developer and Fixer Powder | 1kg
| Acrylic cross linked Teeth, Shade - 23, Upper and lower full set, Set of 28 (Large) | Set
| Acrylic cross linked teeth, Shade - 28, Lower anterior, Set of 6 (Small) | Set
| Band for matrix retainer, Ivory No.1 | 10pcs/ pkt
| Band for matrix retainer, Tofflemire contra-angle, junior | 10pcs/ pkt
| Glass Ionomer, Miracle mix | Set
| Pressure Spot Indicator Remover for denture | Packet
| Acrylic trimmer, steel, SHP round  medium, std size | Piece
| Acrylic trimmer, steel, SHP,round  large, std size | Piece
| Acrylic trimmer, steel, SHPflame shape  small, std size | Piece
| Acrylic trimmer, steel, SHP flame shape  medium | Piece
| Acrylic trimmer, steel, SHP flame shape  large, std size | Piece
| Articulating paper, standard-40/60µm | Packet of 12 books of 12 sheets
| Endodontic pulp devitilizer (Paraformaldehyde, phenol and lignocaine base) | Packet
| Mouth gag, Rubber, Adult | Piece
| Amalgam Solila Alloy, Mercury liquid, 100% | 30g
| Amalgam Solila Alloy Powder, Admixed | Set
| Teeth bleaching paste, Hydrogen peroxide 35% | Packet
| Disc mandrel, CHP | Piece
| K-reamer, NiTi, Endodontic, 25mm, Assorted Size 45 - 80 | Packet
| Stone plaster | 1kg/packet
| Mould guide, rubber, upper | Piece
| Plastic eye shield, Transparent, Spectacle type, Transparent/ Clear | Piece
| Glass Ionomer, Fuji VII: Powder (15g), Liquid (6mL) and Cocoa butter (2g) Set | Set
| K-file, NiTi, Endodontic, 25mm, Assorted Size 10 | Packet
| K-file, NiTi, Endodontic, 21mm, Assorted Size 10 | Packet
| Hedstroem file, NiTi, Endodontic, 25mm, Assorted Size 15 - 40 | Packet
| Composite synergy D6 kit, 8 syringes Dentin/Enamel with Etching gel, One step bond | Set
| Endodontic filling solvent, Root canal | 50mL
| Glass ionomer, Pit and fissure sealant material | Set
| Cellophane/ Mylar strips | 100dics/ pkt
| Flame shaped mounted stone, SHP, Large | Piece
| Flame shaped mounted stone, SHP, Medium | Piece
| Flame shaped mounted stone, SHP, Small | Piece
| Endodontic broach, Barbed 10, 21mm length | Packet
| Periodontal dressing material set | Set
| Dental diamond bur, CHP friction grip for Turbine/Air rotor HP, Tapered fissure size ISO 014 | 5/pkt
| Composite polishing paste | Packet
| Dental diamond bur, CHP friction grip for Turbine/Air rotor HP, FG, Round, Size 018 | 5/pkt
| Dental diamond bur, CHP friction grip for high speed turbine HP, Straight, Fissure Size 014 | 5/pkt
| Dental diamond bur, CHP friction grip for Turbine/Air rotor HP, FG, Round Size 012 | 5/pkt
| Dental diamond bur, CHP friction grip for high speed turbine HP, Straight, Fissure Size 018 | 5/pkt
| Dental diamond bur, CHP friction grip for high speed turbine HP, Straight, Fissure Size 010 | 5/pkt
| Dental diamond bur, CHP friction grip for high speed turbine HP, Inverted, Size 018 | 5/pkt
| Dental diamond bur, CHP friction grip for high speed turbine HP, Inverted, Size 008 | 5/pkt
| Dappen glass, Different colours | Piece
| Denture adhesive powder | 15gm
| Calcium hydroxide powder (40g) and liquid (15mL) | Set
| Carborundum discs | 100disc/ pkt
| Base plate, Shellac, Lower | 50/pkt
| Acrylic trimmer, SHP, Steel, Round, Medium | Piece
| Acrylic powder 400g with Pink, Cold cured with liquid 400mL | Set
| Acrylic powder 450g with Clear, Heat cured with liquid 275mL; Cold mould seal with separating sheet | Set
| Mandril for disc, CHP, L.G. | Piece
| Clove oil | 100ml/Bottle
| Burs Diamond CHP friction grip for Turbine/ Airotor HP Tapered fissure size ISO 006 | 5pcs/pkt
| Burs Diamond CHP friction grip for High speed turbine HP, Straight, fissure size ISO 016 | 5pcs/pkt
| Burs Diamond CHP friction grip for Turbine/ Airotor HP Tapered fissure size ISO 008 | 5pcs/pkt
| Burs Diamond CHP friction grip for High speed turbine HP, Inverted, size ISO 016 | 5pcs/pkt
| Composite finishing kit | Set
| Composite light cure material, complete set | Set
| Disposable suction tube, standard zsize,dental | 100pcs/packet
| Dycal cement, Calcium Hydroxide Composition, (Base 13 gm, catalyst 11 gm with mixing pad) | Set
| Dry socket paste | Packet
| Crown preparation set | Set
| Denture adhesive powder | 15g/pkt
| Dental wedges wooden, readymade, assorted of 4 different colours. | 400pcs pkt
| Denture cleaning powder | 15g/pkt
| Dental Plaque disclosing Solution/ gel | 45ml/Bottle
| Endo: Forma cresol solution | 10ml/Bottle
| Endo: Broaches, barbed, 15-40, 25mm length | Pkt
| Dispensing gun, periodontal dressing material. | Set
| Cold mold seal of Sodium alginate solution (450 ml) | Bottle
| Endo: GP points, assorted pkt, size 15-40 | Pkt
| Dappen glass, different colours | Piece
| Dental floss | Piece
| Burs Diamond CHP friction grip for Turbine/ Airotor HP Tapered fissure size ISO 014 | 5pcs/pkt
| Mandrel for Sand paper SHP | Piece
| Endo: K - Reamer, NiTi, 25mm, assorted pkt, size 15 - 40, Lock grip assorted | Pkt
| Endo: K - Reamer, NiTi, 25mm, assorted pkt, size 45 -80 | Pkt
| Endo: K - Reamer, NiTi, 25mm, assorted pkt, size 15 - 40 | Pkt
| Endo: K - file, NiTi, 25mm, assorted pkt, size 45 - 80 | Pkt
| Endo: K- file, NiTi, 21mm, assorted pkt, size 15- 40 | Pkt
| Endo: K- file, NiTi, 25mm, assorted pkt, size 15- 40 | Pkt
| Endo: Hedstroem file NiTi, 25mm, assorted pkt, size 15 - 40 | Pkt
| Endo: Hedstroem file NiTi, 25mm, assorted pkt, size 45 - 80 | Pkt
| Endo: Finger spreader assorted, 15-40, | Pkt
| Endo: EDTA gel for canal irrigation, 5gm | Piece
| Endo: Broaches, barbed, 15-40, 21 mm length | Pkt
| Endo: GP points, assorted pkt, size 45-80 | Pkt
| Handpiece lubricating oil spray | Can
| Endo: Probe, periodontal (graded) | Piece
| Lathe stone wheel - small (2x¼) | Piece
| Miracle Mix, restorative | Set
| Mortar and pestle, Glass/porcelain | Set
| Endo: Orifice opener | Pkt
| Endo: Paper point, assorted packet, size 45 - 80 | Pkt
| Endo: Paper point, assorted packet, size 15-40 | Pkt
| Endo: RCT plugger | Piece
| Endo: RCT obturation paste, Endomethasone N, Powder 14 gm and liquid 10 ml | Set
| Endo: RCT measurement kit | Piece
| Endobox, aluminuim, with stand, large (204x105x54mm) | Piece
| Endobox, aluminuim, with stand, small (104x44x40mm) | Piece
| Glass Ionomer, Pit & Fissure Sealant material | Set
| Lathe stone wheel - medium(3x¼) | Piece
| Mercury liquid, 30gm (100%) | Piece
| Mandril for disc, SHP | Piece
| Mould guide, rubber, lower | Piece
| Endo: Lentulo-spiral, assorted,19mm lock grip | Pkt
| Erich ARCH bar, 12 inch | Piece
| Glass Ionomer, Light cured material set | Set
| Eye-shield Plastic transparent, spectacle type | Piece
| Glass Ionomer, Fuji VII,VII, IX | Set
| Endo: Sodium hypochlorite 3% | 450ml
| Endo: Root canal filling solvent | 50ml
| Polishing brush for lathe | Piece
| Shellac Base Plate - Lower | 50pcs/ pkt
| Sharpening stone, Arkansas, double side | Piece
| Shellac Base Plate - Upper | 50pcs/ pkt
| Stone mounted, SHP, cylindrical  Small,std size | Piece
| Provi-paste filling material | Tube
| Endo RCT irrigation needle with syringe 30G/25mm, Side vent | 50/Pkt
| Polysulfide rubber base tray Adhesive: Kerr | Tube
General equipment | Dental instrument sterilization bag sealing Machine: Voltage 220-230V, 50-60Hz, seal width 250mm | Set
| OPG Machine, Digital: With computer set; Suitable for Adult and Pediatrics. Minimum total filtration shall be 2.5 mm Al. Heat capacity shall be ≥20,000 HU. Focal spot size should be 0.6 mm. Constant potential; high-frequency required. Automatic Exposure Control (AEC) is required which is used to control the length of x-ray exposure. The exposure timer controls the length of the xray exposure; typical exposure times are 0.1 to 5 seconds for cephalometric radiography and 5 to 20 seconds for panoramic radiography. Patient selection Switches ( Thin, Normal and Obese). Feather touch keypad and length of exposure cable should be 5 to 6 meters. Ease of operation as all the functions can be selected from the remote control as well as timer. An excellent output of 60 kV to 80 kV, 0mAs to 15 mAs. Exposure time shall be ≤15 sec. Audible and Visual indication of “X-Ray On” (Radiation indications). Should provide compatible voltage stabilizer (Built in/External). Source to Image Distance(SID) 400-500 mm. MAGNIFICATION : 1.2-1.5x. Power Supply : 230V ± 6% , 50 Hz ± 1 %; Power cord with 3 round pin top. Suitable voltage stabilizer. (standardised Brands: Allengers, Villa Sistemi Medical and Sirona) | Set
| Dental instrument washer-Disinfector (Underbench washer-disinfector) Capacity:Upto 360 instrument per cycle.,voltage: 230V,water pressure minimum 1.0 bar, maximum 10 bar, Extranal diamension H830MMXW600MMXB600MM Product includes: 2 cassette racks, 1 upper basket and 1 lower basket and other accessorires | Set
| Endodontic rotary system (Protaper): Cordless. Power Supply : 230V ± 6% , 50 Hz ± 1 %; Power cord with 3 round pin top. (Standardised Brands: Dentsply Maillefer and Marathon "or equivalent or higher") | Set
| Dental Vibrator: Power Supply : 230V ± 6 percentage, 50 Hz ± 1 percentage; Power cord with 3 round pin top. (Standardised Brands: Ray Foster, Whip Mix and Novo or equivalent or higher) | Set
| Dental instrument washer-Disinfector (Large capacity) 160L, Supply Voltage 230V, 50Hz, Inter size: L 590XW595XH830(MM) Production includes: 1 stainless steel liner for hand piece, 1 professional cleaning basket, automatic blow down system and detergent brighter. | Set
| Heat source system, Endodontic, Power supply 220-240V, 50Hz; Power cord with 3 round pin top | Set
| Intraoral periapical (IOPA) x-ray imaging system, Wall mount: Operation should be conventional as well as automatic. Completely micro controller based digital timer assuring the accuracy of the exposure time selected. Ease of operation as all the functions can be selected from the remote control as well as timer. Feather touch keypad and length of exposure cable should be 5 to 6 meters. Digital timer with the accuracy of 0.01 Sec (0.01 Sec to 4.00 Sec). Patient selection Switches ( Thin, Normal and Obese). Film Speed selection switches ( 3 Speeds). An excellent output of 65 kV to 70 kV, 7mAs to 10 mAs. Audible and Visual indication of “X-Ray On” (Radiation indications). Collimating device should be 20 cm in length and parallel/square in a lead shied should also be provided. Power Supply : 230V ± 6% , 50 Hz ± 1 %; Power cord with 3 round pin top. 2kV voltage stabilizer. (Standardised Brands: Siemens) | Set
| Dental Chair, High end: Dentist element: 2-CHP high speed hand pieces; Micro-motor SHP and CHP one each; Ultrasonic scaler handpiece (4 tips of different sizes) with foot control; VLC unit; 3-way syringe; Endo-CHP set; X-Ray view box for OPG/IOPA; Intra-oral camera set with LCD atleast 15 inch screen; All attached with chair; Inbuilt suction system along with seperate backup suction motor system; auto-sensor light system; Air compressor unit with airline hose and connecting joints/clamps; Assistant elements: 2-stools with leather cushion, three-way syringe; High and low suction; Inbuilt/bottled water line system; Power Supply : 230V ± 6% , 50 Hz ± 1 %; Power cord with 3 round pin top. 2 kVA voltage stabilizer. Accessories: Keys for hand pieces. (Standardised Brands: Sirona or equivalent or higher) | Set
| Dental Chair, High end: Dentist element: 2-CHP high speed hand pieces; Micro-motor SHP and CHP set; Ultrasonic scaler set (4 tips of different sizes) with foot control; VLC unit; 3-way syringe; Endo-CHP set; X-Ray view box for OPG/IOPA; Intra-oral camera set with LCD atleast 15 inch screen; Inbuilt suction system along with seperate backup suction motor system; auto-sensor light system; Air compressor unit with airline hose and connecting joints/clamps; Assistant elements: 2-stools with leather cushion, three-way syringe; Heavy and light suction sets; Inbuilt/bottled water line system; Power Supply : 230V ± 6 percentage , 50 Hz ± 1 percentage; Power cord with 3 round pin top. 2 kVA voltage stabilizer. Accessories: Keys for hand pieces. (Standardised Brands: Sirona or equivalent or higher) | Set
| Papoose board, Padded with chest strap and abdominal flaps, Adult size | Set
| Acrylizer bath, Electrical: with temperature regulator; Temperature range 0 - 100°C; Power Supply : 230V ± 6% , 50 Hz ± 1 %; Power cord with 3 round pin top. (Standardised Brands: Unident Instruments and Confident or equivalent or higher) | Set
| Air compressor, dental: Oil free, 1-4 HP; Pressure upto 8 bar; Noise free; Capacity 25-30L; Power Supply : 230V ± 6 percentage , 50 Hz ± 1 percentage; Power cord with 3 round pin top. (Standardised Brands: Durr Dental, Confident and Werther International or equivalent or higher) | Set
| Dental Chair, Standard: Complete set with dentist element: 2-High speed hand pieces and cables connected; Micro-motor set with SHP and CHP each; Ultra-sonic scaler set (4 tips of different sizes) with foot control; VLC unit set; 3-way syringe; X-ray viewer; Assistant element: 2-stools, three way syringe, inbuilt suction system, light & heavy; Bottled water line system; Manual/auto light system; Noiseless Air compressor; Water line connecting system; Power Supply : 230V ± 6 percentage , 50 Hz ± 1percentage; Power cord with 3 round pin top; 2kV voltage stabilizer. Accessories: Keys for hand pieces (Standardised Brands: Confident, Vitali and Gnatus) | Set
| Dental x-ray film darkroom box, Manual: Material: Plastic; Acrylic removable visor, with transparent and light filtering; Three potion 250mL cup | Set
| Hydraulic clamp | Set
| OPG Machine, Digital: With computer set; Suitable for Adult and Pediatrics. Minimum total filtration shall be 2.5 mm Al. Heat capacity shall be ≥20,000 HU. Focal spot size should be 0.6 mm. Constant potential; high-frequency required. Automatic Exposure Control (AEC) is required which is used to control the length of x-ray exposure. The exposure timer controls the length of the xray exposure; typical exposure times are 0.1 to 5 seconds for cephalometric radiography and 5 to 20 seconds for panoramic radiography. Patient selection Switches ( Thin, Normal and Obese). Feather touch keypad and length of exposure cable should be 5 to 6 meters. Ease of operation as all the functions can be selected from the remote control as well as timer. An excellent output of 60 kV to 80 kV, 0mAs to 15 mAs. Exposure time shall be ≤15 sec. Audible and Visual indication of “X-Ray On” (Radiation indications). Should provide compatible voltage stabilizer (Built in/External). Source to Image Distance(SID) 400-500 mm. MAGNIFICATION : 1.2-1.5x. Power Supply : 230V ± 6% , 50 Hz ± 1 %; Power cord with 3 round pin top. (standardised Brands: Allengers, Villa Sistemi Medical and Sirona) | Set
| Intraoral periapical (IOPA) x-ray imaging system, Mobile: Operation should be conventional as well as automatic. Completely micro controller based digital timer assuring the accuracy of the exposure time selected. Ease of operation as all the functions can be selected from the remote control as well as timer. Feather touch keypad and length of exposure cable should be 5 to 6 meters. Digital timer with the accuracy of 0.01 Sec (0.01 Sec to 4.00 Sec). Patient selection Switches ( Thin, Normal and Obese). Film Speed selection switches ( 3 Speeds). An excellent output of 65 kV to 70 kV, 7mAs to 10 mAs. Audible and Visual indication of “X-Ray On” (Radiation indications). Collimating device should be 20 cm in length and parallel/square in a lead shied should also be provided. Power Supply : 230V ± 6 percentage , 50 Hz ± 1 percentage; Power cord with 3 round pin top. (Standardised Brands: Kodak/Carestream or equivalent or higher) | Set
| Crown wire twisting forceps: 16cms/6 1/4 inch | Piece
| Dental Needle, 1 inch, 27G (0.40x21 mm) | 100/pkt
| Endodontic rotary system: Cordless. Power Supply : 230V ± 6% , 50 Hz ± 1 %; Power cord with 3 round pin top. (Standardised Brands: Dentsply Maillefer and Marathon or equivalent or higher) | Set
| Microscope, Endodontic: complete set with accessories, Power supply 220-240V, 50Hz; Power cord with 3 round pin top | Set
| Dental Chair, Standard: Complete set with dentist element: 2-High speed hand pieces and cables connected; Micro-motor set with SHP and CHP each; Ultra-sonic scaler handpiece (4 tips of different sizes) with foot control; 3-way syringe; X-ray viewer; All attached with chair; VLC unit set; Assistant element: 2-stools, three way syringe, inbuilt suction system along with seperate backup suction motor system; Bottled water line system; High and low suction; Auto light system; Noiseless Air compressor; Water line connecting system; Power Supply : 230V ± 6% , 50 Hz ± 1 %; Power cord with 3 round pin top; 2kV voltage stabilizer. Accessories: Keys for hand pieces. (Standardised Brands: Confident, Vitali and Gnatus) | Set
| Portable Dental X-ray system: Wireless DC X-ray; X-ray generator: high frequency inverter, power output: approx. 180W, Tube voltage: approx. 60KV, Tube Current: approx. 2mA, Focal spot: approx. 0.8mm. X-ray control; Exposure time set: 46 steps (0.01-2.0 sec), Power requirement: approx. 23 VDC. | Set
| Model Trimming Machine: Power supply 220 - 240V, 50Hz; Suitable Voltage stabilizer; Power cord with round 3 pin top | Set
| Suction unit for metal powder/dust, Power supply 220 - 240V; Power cord with round 3 pin top. | Unit
| Intraoral periapical (IOPA) x-ray imaging system, Mobile: Operation should be conventional as well as automatic. Completely micro controller based digital timer assuring the accuracy of the exposure time selected. Ease of operation as all the functions can be selected from the remote control as well as timer. Feather touch keypad and length of exposure cable should be 5 to 6 meters. Digital timer with the accuracy of 0.01 Sec (0.01 Sec to 4.00 Sec). Patient selection Switches ( Thin, Normal and Obese). Film Speed selection switches ( 3 Speeds). An excellent output of 65 kV to 70 kV, 7mAs to 10 mAs. Audible and Visual indication of “X-Ray On” (Radiation indications). Collimating device should be 20 cm in length and parallel/square in a lead shied should also be provided. Power Supply : 230V ± 6% , 50 Hz ± 1 %; Power cord with 3 round pin top. 2kV voltage stabilizer. (Standardised Brands: Kodak/Carestream "or equivalent or higher") | Set
| IOPA X-Ray machine (Wall mounted): Power supply 220-240v, 50Hz. Suitable Voltage stabilizer having high/low cut off with delay timer, Power cord with round 3 pin top | Set
| IOPA X-Ray machine (portable): Power supply 220-240v, 50Hz. Suitable Voltage stabilizer having high/low cut off with delay timer, Power cord with round 3 pin top | Set
| Dental X-Ray Flim Developer Machine: Chair side; mannual. Power supply 220 - 240V, 50Hz. Suitable Voltage stabilizer. Power cord with round 3 pin top | Set
| Ball Burnisher, double ended (Small) | Piece
| Stainless steel wire 0.016 x 0.022 upper | Packet
| Traction screw | Piece
| Hand-held portable, Digital, Dental X-ray machine.High resolution. Tube Voltage 60-70kV,Tube current 1-4mA,Exposure time range 0.02-2 second with sensor. | Set
| Dental Hand piece sterilization machine, table top, rapid onset of sterilization 5-10minutes, | Set
| Dental Vibrator: High efficiency vibrator, Power Supply : 230V ± 6% , 50 Hz ± 1 %; Power cord with 3 round pin top. (Standardised Brands: Ray Foster, Whip Mix and Novo or equivalent or higher) | Set
| Endodontic Apex Locator: Cordless and Portable, With rechargable battery and charger; Power Supply : 230V ± 6 percentage , 50 Hz ± 1 percentage; Power cord with 3 round pin top. | Set
| Light curing unit, Cordless: Power Supply : 230V ± 6 percentage , 50 Hz ± 1 percentage; Power cord with 3 round pin top. (Standardised Brands: Dentsply or equivalent or higher) | Set
| Handpiece for Micromotor 40,000-50,000RPM with cable for SHP attachment | Set
| Dental X-Ray film processor, Automatic: Allows at least 5-10 films to be loaded. Process all intraoral film sizes 0, 1, 2, 3 and 4. All loading, transfer and control processes to be automatically carried out (Automatic cassette load and unload). Precise temperature control and safety thermostat. Drier temperature regulation. Power Supply : 230V ± percentage , 50 Hz ± 1 percentage; Power cord with 3 round pin top. | Set
| Model trimmer: Power Supply : 230V ± 6 percentage , 50 Hz ± 1 percentage; Power cord with 3 round pin top. (Standardised Brands: Wasserman, Dentsply/Austenal Medizintechn and Ray Foster or equivalent or higher) | Set
| OPG machine, Analog: With panoramic 6 x 12" and cephalometric 8 x 10"; Power Supply : 230V ± 6% , 50 Hz ± 1 %; Power cord with 3 round pin top; Suitable voltage stabilizer; (Standardised Brands: Allengers, Villa Sistemi Medical and Sirona) | Set
| Gutta-cutter set: With rechargeable unit; Power Supply : 230V ± 6 percentage , 50 Hz ± 1 percentage; Power cord with 3 round pin top. | Set
| Ultrasonic scaler unit, table-top: Plug-in type; Complete set (4 tips of differents size) with inbuilt water tank; Capacity 5L; Power Supply : 230V ± 6 percentage , 50 Hz ± 1 percentage; Power cord with 3 round pin top. (Standardised Brands: Woodpecker, Dentsply and Gnatus or equivalent or higher) | Set
| Impression material mixer, table-top: For alginate, plaster stone; Table top with inbuilt vacuum pump/gauze; Digital display along with 170 & 560 cc bowls /covers/blades; Power Supply : 230V ± 6 percentage , 50 Hz ± 1 percentage; Power cord with 3 round pin top. | Set
| Dental iontophoresis device Direct current/pulse, 0.4mV current, 12V; Certifications: CE, FDA, ISO, IEC or equivalent standards; Operational environmental conditions: Temperature 5-40oC; Relative humidity: 4 to <90%; Altitude 200-3000m; Atmospheric pressure 500-800mmHg; Power supply: AC 220-230V, 50-60Hz; Power cord with 3 round pin top; Appropriate voltage stabilizer | Set
| Lathe polishing system: With inbuilt bur chuck; Double arm. Equipped with safety dust collector hood, eye shield and inbuilt suction system with light. RPM speed range: 300 - 4,000. Power Supply : 230V ± 6 percentage , 50 Hz ± 1 percentage; Power cord with 3 round pin top. (Standardised Brands: Wasserman, Wilhelrm-Herbst-Str (Bego) and Ray Foster or equivalent or higher) | Set
| Distillation unit: flask Capacity 5L; Power Supply : 230V ± 6 percentage , 50 Hz ± 1 percentage; Power cord with 3 round pin top. | Set
| Dental pulp analysis system: Cordless; Rechargeable battery with complete set; Power Supply : 230V ± 6percentage , 50 Hz ± 1 percentage; Power cord with 3 round pin top. | Set
| Cleft lip surgery - set | Set
| Cleft plate surgery set | Set
| Dingmans mouth gag | Piece
| Dissecting Forceps, Potts-Smith 16cm | Piece
| Dissecting Forceps, Gillies 15.5cm | Piece
| Dissecting Forceps, Adson-brown 12cm | Piece
| Bone Rongeurs Luer 14.5cm | Piece
| Browne lingual flap retractor | Piece
| Chin Retractor Obwegeser 16.5cm | Piece
| Condyle retractor - thin - AKs new | Piece
| Dissecting Forceps, Potts-Smith 23cm | Piece
| Dissecting Forceps, Potts-Smith 18cm | Piece
| Finger protector: langenbeck | Piece
| Lip & Check Retractor - Oringer | Piece
| Lip & Check Retractor - Cawood - Minnesota | Piece
| Jaw Splint - Large | Piece
| Jaw Splint - Small | Piece
| Heister jaw opener - SS | Piece
| Hammers length 230mm, weight 350g. | Piece
| Distillation unit, Double distiller, Benchtop: Conductivity <2μs/cm; Thermostatic low water cut-off; Internal chamber made of corrosion resistant material; Distillate withdrawal through outlet at the condenser; Evaporator easily accessible for cleaning purposes; Throughput: 4L/hour. Operational Environmental conditions: Temperature (+5 to +40)°C ,Relative Humidity ( 4 to < 90)%, Altitude( 200 to 3000 )m, Atmospheric Pressure(500 to 800)mmHg; Power Supply : 230V ± 6% , 50 Hz ± 1 %; Power cord with 3 round pin top. (Standardised Brands: GFL and Cristofoli or equivalent or higher) | Set
| Ferguson jaw opener | Piece
| Intraoral periapical (IOPA) x-ray imaging system, Wall mount: Operation should be conventional as well as automatic. Completely micro controller based digital timer assuring the accuracy of the exposure time selected. Ease of operation as all the functions can be selected from the remote control as well as timer. Feather touch keypad and length of exposure cable should be 5 to 6 meters. Digital timer with the accuracy of 0.01 Sec (0.01 Sec to 4.00 Sec). Patient selection Switches ( Thin, Normal and Obese). Film Speed selection switches ( 3 Speeds). An excellent output of 65 kV to 70 kV, 7mAs to 10 mAs. Audible and Visual indication of “X-Ray On” (Radiation indications). Collimating device should be 20 cm in length and parallel/square in a lead shied should also be provided. Power Supply : 230V ± 6 percentage , 50 Hz ± 1 percentage; Power cord with 3 round pin top. Should provide compatible voltage stabilizer (Built in/External). (Standardised Brands: Siemens or equivalent or higher) | Set
| Papoose board, Padded with chest strap and abdominal flaps, Small (30 inch x 7 inch) | Piece
| Papoose board, Padded with chest strap and abdominal flaps, Regular (36 inch x 11 inch) | Piece
| Flexi-Denture injection system: Consisting of table clamp, Thermoplastic Injector press, Furnace 220V, Flasks, Cylinders, Disks, knockout tubes; Power Supply : 230V ± 6% , 50 Hz ± 1 %; Power cord with 3 round pin top. | Set
| Dental amalgamator for silver alloy powder & mercury; Power 220-230V, 50-60Hz; Power cord with 3 round pin top | Set
| Lathe machine -Acrylic/Alloy trimmer: Nonstop inbuilt bur chuck; Inbuilt light-system; Suction chamber & eye shield; Power Supply : 230V ± 6 percentage , 50 Hz ± 1 percentage; Power cord with 3 round pin top. | Set
| Micromotor, Dental: Tabletop: 40,000 - 50,000 RPM; Tabletop with SHP; Changeable hand pieces and cables; Foot control; Digital speed display and with oil; Power Supply : 230V ± 6 percentage, 50 Hz ± 1 percentage; Power cord with 3 round pin top. (Standardised Brands: W&H and Kavo or equivalent or higher) | Set
General Instruments | Plier, Howe, Straight 135mm | Piece
| Forceps, cow-horn, upper right | Piece
| Impression tray, Edentulous, Non-preforated, Upper and Lower set, Size 0 | Set
| Bone chisel, Osteotome 4inch pointed curved, Triangular | Piece
| Scissors, Surgical, Straight, Sharp pointed 5inch | Piece
| Scissors, Surgical, Curved, Sharp pointed 5inch | Piece
| Spatula, cement, SS | Piece
| Impression tray, Edentulous, Non-preforated, Upper Size 4 | Piece
| Elevators, Coupland, straight - Medium | Piece
| Amalgam carver, diamond shape | Piece
| Whitening accelerator (UV light) for bleaching | Pkt
| Amalgam burnisher, double ended(1.6mm,2.4mm) | Piece
| Amalgam burnisher, double ended, medium(1.8mm, 3mm) | Piece
| Amalgam burnisher, double ended,(1mm,1.1mm) small | Piece
| Forceps, cow-horn, upper left | Piece
| Dental flask, brass | Piece
| Mouth mirror with handle (Adult), No. 5 | Piece
| Mallet, Surgical, Nylon headed | Piece
| Prosthetic mallet, SS | Piece
| Amalgam carrier, plastic, conventional, straight | Piece
| Amalgam carrier, plastic, curved 45&#730; | Piece
| Dental Cartridge Syringe 1.8ml | Piece
| Coupland, Apexo elevator, set of 2 | Piece
| Cement plugger condenser, small, double ended | Piece
| Cement plugger condenser, medium, double ended | Piece
| Cement plastic filling, small, double ended | Piece
| Cement plastic filling, medium, double ended | Piece
| Bone nibbler dental, Small, 6 | Piece
| Bone files, Small, 6 inch, double ended | Piece
| Elevators, warwick jams, set of 3 | Piece
| Elevators, Coupland, straight - Large | Piece
| Elevators, Coupland, straight - Small | Piece
| Elevator, Rowes | Piece
| File, volcanite round | Piece
| File, volcanite, 1/2 round | Piece
| Crown Bandage Scissor,Saw edge,Curved, size 110 m, SS with golden handle. | Piece
| Impression tray Dentulous, perforated, upper size  0 | Piece
| Impression tray Dentulous, perforated lower size  4 | Piece
| Impression tray Dentulous, perforated lower size  3 | Piece
| Bone chisel, osteotome 4 inch semi circular, curved | Piece
| Scissors Surgical straight, sharp pointed 5 inch | Piece
| Scissors Surgical straight, sharp pointed 6 inch | Piece
| Forceps - toothed tissue 4 inch | Piece
| Forceps - plain serrated tissue, 4 inch | Piece
| Cheek retractor blade | Piece
| Endo-spoon excavator, double ended - small | Piece
| Forceps-extraction, permanent teeth Lower Third Molar | Piece
| Forceps, Extraction, Deciduous Teeth: Lower Root, Klein pattern | Piece
| Elevator, Periosteal, SS - Small | Piece
| Elevator, Periosteal, SS - large | Piece
| Forceps - dissecting, tooth, 4 inch, Adson | Piece
| Forcep - bone cutting  upper | Piece
| Forcep - bone cutting  lower | Piece
| Mirror, handle sterilizable, no. 5 | Piece
| Impression tray, Edentulous, Non-preforated, Upper and Lower set, Size 4 | Set
| Mirror, mouth Top, sterilizable, no.5, adult | Piece
| Lecrons carver | Piece
| Heavy wire cutter | Piece
| Scaler, sickle - Large | Piece
| Scaler, sickle - Small | Piece
| Scaler, Jaquette | Piece
| Pliers, Clasp bending | Piece
| Pliers, Adams medium | Piece
| Pliers Young s universal | Piece
| Plaster spatula | Piece
| Plaster knife | Piece
| Plaster cutter plier type | Piece
| Chip blower with nozzle | Piece
| Elevator, cryers - left | Piece
| Impression tray Dentulous, perforated, upper size  1 | Piece
| Articulator, hinge | Piece
| Articulator, free plane, mean Value | Piece
| Wax spatula double ended | Piece
| Wax knife double ended | Piece
| Tweezer dental, fine tip | Piece
| Spirit lamp, steel/brass | Piece
| Impression tray Dentulous, perforated lower size  2 | Piece
| Impression tray Dentulous, perforated lower size  1 | Piece
| Impression tray Dentulous, perforated lower size  0 | Piece
| Impression tray, Edentulous, Non preforated, upper, size  4 | Piece
| Impression tray, Edentulous, Non preforated, upper, size  3 | Piece
| Impression tray, Edentulous, Non preforated, upper, size  2 | Piece
| Impression tray, Edentulous, Non preforated, upper, size  1 | Piece
| Impression tray, Edentulous, Non preforated, upper, size  0 | Piece
| RCT Plugger | Piece
| Sub - gingival Scaler complete set | Piece
| Scissors Surgical curved, sharp pointed 5 inch | Piece
| Scissors Surgical curved, sharp pointed 6 inch | Piece
| Impression tray, Edentulous, Non preforated, lower, size  4 | Piece
| Impression tray, Edentulous, Non preforated, lower, size  3 | Piece
| Impression tray, Edentulous, Non preforated, lower, size  2 | Piece
| Impression tray, Edentulous, Non preforated, lower, size  1 | Piece
| Impression tray, Edentulous, Non preforated, lower, size  0 | Piece
| Flask clamp | Piece
| Impression tray Dentulous, non-perforated, rimlock, upper size  4 | Piece
| Impression tray Dentulous, non-perforated, rimlock, upper size  3 | Piece
| Impression tray Dentulous, non-perforated, rimlock, upper size  2 | Piece
| Impression tray Dentulous, non-perforated, rimlock, upper size  1 | Piece
| Impression tray Dentulous, non-perforated, rimlock, lower size  5 | Piece
| Impression tray Dentulous, non-perforated, rimlock, lower size  4 | Piece
| Impression tray Dentulous, non-perforated, rimlock, lower size  3 | Piece
| Impression tray Dentulous, non-perforated, rimlock, lower size  2 | Piece
| Impression tray Dentulous, non-perforated, rimlock, lower size  1 | Piece
| Impression tray Dentulous, perforated, upper size  4 | Piece
| Impression tray Dentulous, perforated, upper size  3 | Piece
| Impression tray Dentulous, perforated, upper size  2 | Piece
| Matrix retainer toflemire no. 8 | Piece
| Matrix retainer ivory no. 1 | Piece
| Hot plate(metal) | Piece
| Gum Scissor Iris straight 14cm | Piece
| Gingivectomy set, complete | Piece
| Turbine hand piece high speed, fibre optic, press button, small head, 4 holes, T1/T2, compatible to the existing Dental chair | Piece
| Turbine Hand piece high speed, fibre optic, press button, standard head, 4 holes, T1/T2, compatible to the existing Dental chair | Piece
| Turbine hand piece high speed, press button type, 4 holes, Standard | Piece
| Fibre Optic high speed, CHP, Press button, standard head with quick coupling, compatible to the existing Dental chair | Piece
| Fibre optic quick coupling attachment/agent with bulb for hand piece,T1/T2 CHP compatible to the existing Dental Chair | Piece
| SHP Hand piece for Micromotor, W&H | Piece
| Endodontic HP apex locator/triauto | Set
| Bending Pliers with beak, for plates up to 2.7 | Piece
| Bending-Cutting Pliers 1.0 to 2.0, right | Piece
| Composite polishing paste | Pkt
| Bone Curettes Hemingway 18.5cm | Piece
| Bone Rongeur 12.5cm | Piece
| Bone file 18cm | Piece
| Bone cutting forcep 18cm | Piece
| Bone Curettes Volkmann 170mm | Piece
| Inter-dental scaler, Double ended | Piece
| Impression tray, Dentulous, Perforated, Upper and Lower set, Size 2 | Set
| Impression tray, Dentulous, Perforated, Upper Size 2 | Piece
| Mouth mirror top, No. 5 (Adult) | Piece
| Impression tray, Dentulous, Perforated, Upper and Lower set, Size 4 | Set
| Impression tray, Dentulous, Perforated, Upper and Lower set, Size 3 | Set
| Impression tray, Dentulous, Perforated, Upper Size 1 | Piece
| Scaler, Universal | Piece
| Cartridge syringe 1.8mL, Dental, Aspirating | Piece
| Scaler, universal | Piece
| Sickle scaler, Large | Piece
| Impression tray Dentulous, non-perforated, rimlock, upper size  5 | Piece
| Impression tray, Dentulous, Non-perforated, Rimlock, Upper and Lower set, Size 4 | Set
| Sickle scaler, Small | Piece
| Tooth forceps, Comella pattern | Piece
| Wax spatula, Double ended | Piece
| Elevator, Bristows | Piece
| Scaler, double ended inter-dental | Piece
| Flask, table clamp | Piece
| Ultra sonic scaler inserts tips with keys, subgingival for sirona scaler, HP, compatible with the (Specify Name; Brand & Model) Ultra sonic scaler. | Piece
| Amalgam condenser, serrated double ended (1.2mm,1.5mm) small | Piece
| Endo-Spoon excavator, double ended - large | Piece
| Forceps, Extraction, Deciduous Teeth: Upper Anterior, Klein pattern | Piece
| Articulator Hanau H2 with 6 pairs of mounting rings | Piece
| Impression tray, Dentulous, Non-perforated, Rimlock, Lower Size 1 | Piece
| Impression tray, Dentulous, Non-perforated, Rimlock, Upper and Lower set, Size 3 | Set
| Probe, Moon | Piece
| Extraction forceps, Deciduous teeth, Upper universal, Klein pattern | Piece
| Impression tray, Dentulous, Non-perforated, Rimlock, Lower Size 5 | Piece
| Matrix retainer, Toflemire no. 8 | Piece
| Clasp bending plier | Piece
| Plaster cutter, Plier type | Piece
| Plaster spatula | Piece
| Impression tray, Dentulous, Non-perforated, Rimlock, Upper, Size 3 | Piece
| Impression tray, Dentulous, Non-perforated, Rimlock, Upper and Lower set, Size 1 | Set
| Impression tray, Dentulous, Non-perforated, Rimlock, Lower Size 4 | Piece
| Blade handle, BP Size No.3 | Piece
| Bone Reduction forcep with points, wide 127mm softlock | Piece
| Bone Rongeur 16.5cm | Piece
| Bone Holding forcep 14cm | Piece
| Bone Holding forceps, self-centering, length 191mm, softlock. | Piece
| Bone Holding forceps 18.5cm | Piece
| Bone Reduction forcep with points, narrow 161mm softlock | Piece
| Bone Holding forcep 13cm | Piece
| Elevator, Cryers, Right | Piece
| Endo-Spoon Excavator, double ended (Medium) | Piece
| Plastic Filling instrument, double ended (Medium) | Piece
| Plastic Filling instrument, double ended (Small) | Piece
| Serrated Condenser, Double ended (Medium) | Piece
| Serrated Condenser, Double ended (Small) | Piece
| Forceps, Cow-horn, Lower | Piece
| Mallet handle band pusher (Mershon) | Piece
| Micro ramp thermoplier | Piece
| Amalgam carver, double ended, ½ Hollenbeck | Piece
| Dental flask, Brass | Piece
| Filling instrument, Plastic, Double ended, Medium | Piece
| Extraction forceps, Permanent teeth, Upper molar, Left | Piece
| Extraction forceps, Permanent teeth, Lower premolar | Piece
| Extraction forceps, Deciduous teeth, Upper molar, Klein pattern | Piece
| Endo-spoon excavator, Double ended, Medium | Piece
| Elevator, Coupland, Straight, Medium | Piece
| Endodontic instrument probe | Piece
| Mineral trioxide aggregate (MTA) powder and liquid | Set
| Tooth forceps comella pattern (to extract wisdom tooth roots) | Piece
| Crown & Bridge remover, Conventional, complete set | Set
| Full demineralization catridge with Durox insert, for Triton SL Steam Cleaner | Piece
| Air-Gun with valve for compressed air, with Air-hose-10mtr. and connection clamps | Piece
| Anaeject Cordless Electric-syringe system, 2 batteries/cat.holder, recharger set 220V | Piece
| Blow-off Nozzle with inbuilt Valve, with 2 Screw Clamp set | Piece
| Ceramic Instrument Kit, complete set, 70TR 130 | Set
| Ceramic Instrument set, complete pkt, VITA Classic/Expert | Set
| Ceramic Instrument Set, complete pkt, VITA Standard | Set
| Ceramosonic CondenserII, condensing Porcelain unit , 220V | Piece
| Crown remover Provisional Universal with two pairs inserts & Adhesive | Piece
| Endodontic Box Aluminium | Piece
| Face-Bow Hanau Spring, with complete accessories | Piece
| Flexible Arti-Fol Forcep for Articulator | Piece
| Flexible Double Ended plastic self-retaining Cheek Retractor, Adult | Piece
| Forcep Plain serrated for Holding Firing-tray | Piece
| Gingival Cord packer, Flat double ended, Small | Piece
| Gingival Cord packer, Flat double ended, Medium | Piece
| Mini Hand Torch for dental lab-Solder, butane, with refill set | Set
| Gingival Cord packer, serrated round, double ended, Medium | Piece
| Hannel Contact Point Marker | Piece
| Hannel Miller Tweezer bent for art. Paper | Piece
| Magnetic Bur Holder Std. Set of 3 | Piece
| Hannel Miller Tweezer straight for art. Paper | Piece
| Heating Plate for Polyclav | Piece
| Impression Partial tray SS. lower posterior, perforated (adult) | Piece
| Impression Partial tray SS. lower anterior, perforated (adult) | Piece
| Impression Partial tray SS. upper anterior, perforated (adult) | Piece
| Impression Partial tray SS. upper left posterior, perforated (adult) | Piece
| Impression Partial tray SS. upper right posterior, perforated (adult) | Piece
| Impression Syringe for Elastomers, Green with 10 tips & brush | Set
| Impression Syringe Metal with 12Pcs/plastic nozzle & brush cleaner | Set
| Magnifying Glasses with fold-back lenses for precision Lab. Work | Piece
| Minicut hand saw with Splitfix model table, with 12 blades | Set
| Model forcep removing from investment | Piece
| Modelling waxing-Set Complete with instruments, Std. | Set
| Noble Bio-Care (Replace/Speedy) Implant system with complete Accessories/straight/angle/UCLS abutments, analogs with Drill system complete. | Set
| OPUS Modelling Wax instrument set, 4nos/Box, with 2 accessory tips/each | Set
| Plaster remover decasting forceps, Art. No: 4558, Medesy. | Piece
| Plaster remover decasting forceps, art. No: 4559, Medesy. | Piece
| Telescopic Crown Pliers/Telegrip | Piece
| Glass Ionomer, Fuji2 | Set
| Dental autoclave | Set
| Amalgam carver, Diamond shape | Piece
| Amalgam condenser, Serrated, Doule ended, Small | Piece
| Amalgam carrier, Conventional plastic, Straight | Piece
| Forceps, Extraction, Deciduous Teeth: Upper Molar, Klein pattern | Piece
| Forceps, Extraction, Deciduous Teeth: Lower Molar, Klein pattern | Piece
| Forceps, Extraction, Deciduous Teeth: Lower Anterior, Klein pattern | Piece
| Mallet prosthetic SS | Piece
| Mallet surgical, for nylon headed | Piece
| Forceps-extraction, permanent teeth upper molar, right | Piece
| Forceps-extraction, permanent teeth Upper Anterior | Piece
| Forceps-extraction, permanent teeth upper molar, left | Piece
| Forceps, Extraction, Deciduous Teeth: Upper Root, Klein pattern | Piece
| Forceps-extraction, permanent teeth lower molar | Piece
| Forceps-extraction, permanent teeth lower premolar | Piece
| Forceps, Extraction, Deciduous Teeth: Upper Universal, Klein pattern | Piece
| Forceps-extraction, permanent teeth Lower Anterior | Piece
| Forceps-extraction, permanent teeth Upper Third Molar | Piece
| Forceps-extraction, permanent teeth Upper root | Piece
| Forceps-extraction, permanent teeth lower root | Piece
| Forceps-extraction, permanent teeth Upper premolar | Piece
| Endodontic Apex locator HP | Piece
| Bone cutting forceps, Upper | Piece
| Cement condenser, Double ended, Medium | Piece
| Articulator, Hinge | Piece
| Bone Chisel, osteotome 4 inch pointed curved, triangular | Piece
| Hand spreader, Endodontic | Piece
| Snap-A-Ray holder | Piece
| Spirit lamp, Steel/Brass 250mL | Piece
| Scissors, Iris, Straight 6inch | Piece
| Articulator, Free plane mean value | Piece
| Bone cutting forceps, Lower | Piece
| Bone rounger, Small | Piece
| Cement condenser, Double ended, Small | Piece
| Carver, Lecrons | Piece
| Amalgam ball burnisher, Double ended, Medium | Piece
| Amalgam ball burnisher, Double ended, Small | Piece
| Amalgam carrier, Metal, Curved 45 degree | Piece
| Amalgam condenser, Serrated, Doule ended, Medium | Piece
| Carver, Hollenbeck, Double ended | Piece
| Autraumatic filling hand instrument, Set of 8 with head lamp | Set
| Cement spatula, SS | Piece
| Cheek retractor blade | Piece
| Chip blower with nozzle | Piece
| Crown cutting scissor, Saw edged, Curved, Size 110mm, SS with golden handle | Piece
| Dental tweezer, Fine tip | Piece
| Elevator, Coupland, Apexo; Set of 2 | Set
| Elevator, Coupland, Straight, Large | Piece
| Elevator, Coupland, Straight, Small | Piece
| Elevator, Periosteal, SS Large | Piece
| Elevator, Periosteal, SS Small | Piece
| Endo-spoon excavator, Double ended, Small | Piece
| Extraction forceps, Permanent teeth, Upper third molar | Piece
| Extraction forceps, Deciduous teeth, Lower anterior, Klein pattern | Piece
| Extraction forceps, Deciduous teeth, Lower molar, Klein pattern | Piece
| Extraction forceps, Deciduous teeth, Lower root, Klein pattern | Piece
| Bone file, Double ended, 6inch Small | Piece
| Extraction forceps, Deciduous teeth, Upper anterior, Klein pattern | Piece
| Extraction forceps, Deciduous teeth, Upper root, Klein pattern | Piece
| Extraction forceps, Permanent teeth, Lower anterior | Piece
| Extraction forceps, Permanent teeth, Lower molar | Piece
| Extraction forceps, Permanent teeth, Lower root | Piece
| Extraction forceps, Permanent teeth, Lower third molar | Piece
| Extraction forceps, Permanent teeth, Upper anterior | Piece
| Extraction forceps, Permanent teeth, Upper molar, Right | Piece
| Extraction forceps, Permanent teeth, Upper premolar | Piece
| Extraction forceps, Permanent teeth, Upper root | Piece
| Filling instrument, Plastic, Double ended, Small | Piece
| Flask clamp | Piece
| Table clamp flask | Piece
| Forceps, Cow-horn, Upper | Piece
| Gingivectomy set | Set
| Metal hot plate | Piece
| Periodontal probe, Graded | Piece
| Elevator, Warwick Jams, Set of 3 | Set
| Elevator Set, Cryers, Right and Left | Set
| Volcanite file, 1/2 round, large | Piece
| Impression tray, Dentulous, Non-perforated, Rimlock, Upper, Size 2 | Piece
| Impression tray, Dentulous, Non-perforated, Rimlock, Upper and Lower set, Size 2 | Set
| Bone chisel, Osteotome 4inch semi circular, Curved | Piece
| Elevator, Bristows | Piece
| Matrix retainer, Ivory no. 1 | Piece
| Matrix, Sectional set | Set
| Plaster knife | Piece
| Plier, Adrer, Clasp bending | Piece
| Double ended probe | Piece
| Rubber dam kit, Adult | Set
| Rubber dam kit, Paedo | Set
| Cingulum scaler | Piece
| Scaler, Jaquette | Piece
| Wax knife, Double ended | Piece
| Heavy wire cutter | Piece
| Plier, Angles, Clasp bending | Piece
| Impression tray, Dentulous, Non-perforated, Rimlock, Upper, Size 5 | Piece
| Impression tray, Dentulous, Perforated, Upper and Lower set, Size 1 | Set
| Impression tray, Dentulous, Perforated, Upper Size 0 | Piece
| Impression tray, Dentulous, Perforated, Upper Size 3 | Piece
| Impression tray, Dentulous, Perforated, Upper Size 4 | Piece
| Impression tray, Dentulous, Perforated, Upper and Lower set, Size 0 | Set
| Impression tray, Edentulous, Non-preforated, Upper and Lower set, Size 1 | Set
| Impression tray, Edentulous, Non-preforated, Upper and Lower set, Size 2 | Set
| Impression tray, Edentulous, Non-preforated, Upper and Lower set, Size 3 | Set
| Impression tray, Edentulous, Non-preforated, Upper Size 0 | Piece
| Impression tray, Edentulous, Non-preforated, Upper Size 1 | Piece
| Impression tray, Edentulous, Non-preforated, Upper Size 3 | Piece
| RCT plugger | Piece
| Plier, Loop forming | Piece
| Scaler set , Sub-gingival | Set
| Plier, Youngs, Universal | Piece
| Volcanite file, Round, large | Piece
| Scaler, cingulum | Piece
| Impression tray, Edentulous, Non-preforated, Upper Size 2 | Piece
| Ffilm holder, IOPA X-ray | Piece
| Bone Rongeur | Piece
| Probe, double ended | Piece
| Pliers, loop forming | Piece
| Scissors, Surgical, Curved, Sharp pointed 6inch | Piece
| Plier, Adams, Medium | Piece
| Scissors, Surgical, Straight, Sharp pointed 6inch | Piece
| Elevator, cryers - right | Piece
| Plier, Adams, Clasp bending | Piece
Mandibular Modular Fixation System | Mandible Trauma Module Set (2.4mm) | Set
| Mandibular Modular Fixation System with following contents: | Set
| Mandible Trauma Module Set (2.0mm) | Set
Maxillofacial Modular Fixation System | Rowes Maxilla disimpaction clamp - left | Piece
| Universal Wire Cutter Bandage Scissor, Size 120 mm, SS with golden handle. | Piece
| X-ray lead apron with thyroid collar- flexible | Piece
| ZnOE Impression (base-catalyst) paste tube | Set
| A.R.T. (autraumatic filling) Hand instrument set of 8 with head lamp. | Set
| CHP Hand piece for Micromotor, compatible with exisiting machine | Piece
| Spot welder (Dental use) | Piece
| Scissor Crown curved | Piece
| Forceps Cow-Horn, Lower | Piece
| Whitening Accelerator (UV light) for bleaching | Piece
| Acrylizer bath electrical with temperature regulator. Temperature range 0- 100°C, Voltage 220-240,power cord with round 3 pin top. | Unit
| Cord for Surgical Drill Stryker command2 FISHER 104 | Piece
| Drilling depth 8mm | Piece
| Drill Bits with stops, for Stryker coupling, length- 44.5mm, diameter-1.55mm | Piece
| Surgical drill-Stryker COMMAND2 50K DRILL. | Piece
| Drilling depth 12mm | Piece
| Bur block stainless steel (sterilizable) for surgical | Piece
| Drilling depth 6mm | Piece
| Surgical Skin hooks | Piece
| Tungsten carbide burs for surgical-Taper criss-cut (2.35mmX30-40mm) | Piece
| Zygomatic bone awl curved/ zygomatic arch awl | Piece
| Tungsten carbide burs for surgical- Round (2.35mmX30-40mm) | Piece
| Tungsten carbide burs for surgical-Cylindrical (2.35mmx30-40mm) | Piece
| Wire ligature pliers for circum mandibuler | Piece
| Tongue depressor(wider) | Piece
| Mouth gag Mckesson - Child | Piece
| Scissor Tenotomy 115mm | Piece
| Maxillofacial Modular Fixation System with following contents: a) Obwegeser Retractor 24cm; b)Third Molar Retractor Obwegeser 24cm | Set
| Needle holder 16cm | Piece
| Maxillary awl Obwegeser 17.5cm | Piece
| Scissor Metzenbaum - fino 18cm/ 7 inch | Piece
| Periosteal Elevator Joseph | Piece
| Sinus Lift curettes 15cm | Piece
| Osteotomy Chisel 15mm | Piece
| Obwegeser Retractor 24cm | Piece
| Elcomed, contra angle, straight HP, motor cable and motor holder, surgical hand piece (W&H) | Set
| 1.0mm MF Cortex Screw,Self tapping, Length 5mm,pure titanium, | Piece
| 2 mm Mandible Cortex Screw , Self- tapping,L 12mm,pure titanium , | Piece
| Dental Amalgamator for silver alloy powder & mercury,Power 220-240V, power cord with round 3 pin top. | Nos
| Iodoform paste, Paedo root canal sealant | Set
| IMF Screw Set with stainless steel implants with lid, 1. Wire twister | Piece
| Lathe machine Trimmer , nonstop 220v builtin burchuck, inbuilt light-system, suction chamber & eye shield. Power supply 220-240v, 50Hz. Suitable Voltage stabilizer. Power cord with round 3 pin top | No
| Lathe polishing machine with builtin burchuck & eye shield double arm. Power supply 220-240v, 50Hz. Power cord with round 3 pin top,Power supply 220-240v, 50Hz. Suitable Voltage stabilizer. | No
| Forceps Cow-Horn, Upper | Piece
| Surgical Drill bits with stops a) 1.5 diameter, length 44.5 mm Drilling depth 10 mm for stryker coupling j-latch type | Piece
| Surgical Drill bits with stops a) 1.5 diameter, length 44.5 mm Drilling depth 8 mm for stryker coupling j-latch type | Piece
| Surgical Drill bits with stops a) 1.5 diameter, length 44.5 mm Drilling depth 6 mm for stryker coupling j-latch type | Piece
| Module 2.0mm | Piece
| 2 mm Mandible Cortex Screw , Self- tapping,L 8mm,pure titanium , | Piece
| Zygomatic bone hook with T handle | Piece
| Osteotomy Chisel 10mm | Piece
| Double Drill Sleeve 2.4/1.8 | Piece
| Surgical Drill bit with stops 0.76mm,length 44.5, Drilling depth 5mm,for stryker coupling j-latch type | Piece
| Wire ligature pliers for circum zygomatic | Piece
| Needle holder ,Mathieu,170mm | Piece
| 1.0mm MF Cortex Screw,Self tapping, Length 4mm,pure titanium, | Piece
| Mandible Mini Plates 2.0,centre space, 20holes,length 119mm,pure titanium | Piece
| 2.4 mm Emergency Screw length 8mm,pure titanium | Piece
| Mandible Mini Plates 2.0,centre space, 6holes,length 40mm,pure titanium | Piece
| IMF Screw Set with stainless steel implants with lid, 1. Wire Cutter | Piece
| Mandible Mini Plates 2.0,centre space, 4holes,length 28mm,pure titanium | Piece
| 2.4 mm Emergency Screw length 6mm,pure titanium | Piece
| Chin plates 2.0,double bend,5 holes,pure titanium , | Piece
| Retractor Adson | Piece
| 2.4 mm Emergency Screw length 12mm,pure titanium | Piece
| Rowes Maxilla disimpaction clamp - right | Piece
| 2 mm Mandible Cortex Screw , Self- tapping,L 10mm,pure titanium , | Piece
| Scissor Iris 11.5cm/ 4.5 inch | Piece
| Mouth gag Mckesson - adult | Piece
| Needle holder 23cm | Piece
| Third Molar Retractor Obwegeser 24cm | Piece
| Maxillary awl Obwegeser 15cm | Piece
| Depth Gauge for 1.5 to 2.0 screws | Piece
| Wire cutter,Straight | Piece
| 2.4 mm Emergency Screw length 10mm,pure titanium | Piece
| Wire pusher Rowe | Piece
| Zygoma elevator Gillies 20cm | Piece
| Ramus retractor | Piece
| 2 mm Mandible Cortex Screw , Self- tapping,L 6mm,pure titanium , | Piece
| 1.0mm MF Cortex Screw,Self tapping, Length 6mm,pure titanium, | Piece
| Sinus Lift curettes 18.5cm | Piece
| Tissue retractor Austin | Piece
| Portable All-in-One PEDO-30W,Power Console ( Floor Unit ), Variable Speed ( 800-30,000 rpm), Standard Podiatric Handpiece: SH-29 S/ LVS /MC S8 on HHR Rubber,Output Speed Range 550-11,000 rpm | Set
| Light curing unit (cordless) with light guide, Power supply 220-240v, 50Hz. Suitable Voltage stabilizer. Power cord with round 3 pin top | No
| Vacuum alginate/plaster/stone mixer, Table top with inbuilt Vacuum pump/gauze digital display along mixing 170 & 560 cc Bowls/covers/blades. Power supply 220-240v, 50Hz. Power cord with round 3 pin top. | No
| Water distilllation flask, Capacity 5 Litres, Voltage supply 220-240v, 50Hz. Power cord with round 3 pin top | No
| OPG macine with Cephalometric CDR program,Power supply 220-240v, 50Hz. Suitable Voltage stabilizer. Power cord with round 3 pin top | No
| Micromotar, rpm 1000-50,000, Electrical, 220V-240V, table top, with CHP,50Hz & foot control, with oil,Power supply 220-240v, 50Hz. Suitable Voltage stabilizer. Power cord with round 3 pin top | No
| Dental iontophoresis device, direct current/pulse,0.4mV current,12V, Input volatge supply 220-240, three pin round tops, | No
| Dental Vibrator, Power supply 220-240v, 50Hz. Power cord with round 3 pin top. | Set
| Dental Air Compressor, oil free, 1-4 hp, pressure upto 8 bar, noise free, capicity 25 - 30L, Voltage 220-240V, power cord with round 3 pin top. | Set
| Micromotor , rpm 1000-50,000, with Cable for SHP attachment. Power Supply 220-230v, 50Hz, Power cord with round 3 pin top. | Set
| Module 1.5mm | Piece
| Osada Model XL-S30 (Oral surgery),Oral surgery and implant, Handpiece system,( All electric High torque/low speed), Micromotor handpiece and built-in Peristaltic irrigation system. Micromotor with AMC: LVSA,Hand piece:Speed range 1600-60,000 rpm. SH-31 SP Double speed Twist Chuck Handpiece,LVSA micromotor/MCC 8-8 ft coiled cord | Piece
| Surgical Drill bits with stops a) 1.5 diameter, length 44.5 mm Drilling depth 12 mm for stryker coupling j-latch type | Piece
| Dental Chair, High end complete set( with low and high speed Hand pieces, Scaler, Air Compressor unit, suction machine, dentsit and assisat chairs stools, three way syringe, light cure unit, x ray viewer,oral camera with screen) Voltage 220-240v, 50Hz. Suitable Voltage stabilizer. All power cords of round 3 pin plug tops | Set
| Dental Chair Standard, Complete set (with low and high speed hand pieces, air compressor unit, x ray viewer,two stools, three way syringe, light cure unit), Suitable Voltage stabilizer having high/low cut off with delay timer, Power cord with round 3 pin tops. | Set
| Rowes Mandible bone holding forceps | Piece
| Rowes zygomatic elevator | Piece
Oral Medicine | Electrocautery machine with all tips and accessories | Set
| Diode laser machine with all accessories | Set
Oral Surgery | Zygomatic bone hook with T-handle | Piece
| Implant cover screw, regular, height 0.4mm | Piece
| Scissors, Metzenbaum, Fino 7 inches | Piece
| Sinus lift curette 18.5cm | Piece
| Transfer abutment with lab screw, Diameter 3.0mm, height 5.5mm, G/H 3.0mm | Piece
| Rigid burn-out cylinders, Diameter 5.0mm, type-single | Piece
| Implant fixture, regular, Diameter 5.0mm, length 7.0mm | Piece
| Iris scissor 4.5inch | Piece
| Rigid burn-out cylinders, Diameter 3.5mm, type-bridge | Piece
| Implant fixture, regular, Diameter 4.5mm, length 8.5mm | Piece
| Implant healing abutment, Diameter 3.0mm, height 5.0mm | Piece
| Custom tray (perforated), Upper, No. 2 | Piece
| IMPLANTOLOGY CONSUMABLES | Heading
| Mandible plate 2.0mm, Straight, Light blue, Pure titanium 10 holes | Piece
| Rigid burn-out cylinders, Diameter 5.0mm, type-bridge | Piece
| Rigid burn-out cylinders, Diameter 4.5mm, type-single | Piece
| Implant fixture, regular, Diameter 4.5mm, length 10.0mm | Piece
| Implant temporary abutment with replacement screw, Diameter 3.0mm, G/H 1.5mm | Piece
| Implant cover screw, regular, height 2.0mm | Piece
| Custom tray (perforated), Lower, No. 3 | Piece
| Rigid burn-out cylinders, Diameter 4.5mm, type-bridge | Piece
| Implant healing abutment, Diameter 3.0mm, height 7.0mm | Piece
| Transfer abutment with lab screw, Diameter 3.0mm, height 5.5mm, G/H 3.0mm | Piece
| Rigid lab analog, Diameter 3.5mm, height 5.5mm | Piece
| Transfer abutment with lab screw, Diameter 3.0mm, height 4.0mm, G/H 4.0mm | Piece
| Portable Surgical Implant Micro-motor System; with digital display, Saline irrigation connection unit, foot control, hand pieces (straight and contra angled) and other accessories, Power supply 220-240V, 50Hz; Power cord with 3 round pin top | Set
| Tungsten carbide burs, Round, US no. 6, Length HP 44.5mm, Diameter 018, 023 | Piece
| Transfer abutment with lab screw, Diameter 3.0mm, height 5.5mm, G/H 2.0mm | Piece
| IMPLANTOLOGY EPQUIMENTS | Heading
| Implant placement drill kit; (Implant placement kit should contains: initial/precision drills, pilot drills, different size twist drills, implant drivers, screw tabs, manual implant screw drivers, Drill extension shaft, Z-shaped depth probe, drill stops, and manual torque wrench and other accessories.), Power supply 220-240V, 50Hz; Power cord with 3 round pin top | Set
| Bur block, SS | Piece
| Rigid lab analog, Diameter 3.5mm, height 4.0mm | Piece
| Custom tray (perforated), Upper, No. 1 | Piece
| Needle holder 14cm | Piece
| Implant healing abutment, Diameter 3.0mm, height 4.0mm | Piece
| Implant fixture, regular, Diameter 5.0mm, length 10.0mm | Piece
| Implant healing abutment, Diameter 4.5mm, height 7.0mm | Piece
| Implant healing abutment, Diameter 4.5mm, height 5.0mm | Piece
| Tungsten carbide bur, Round 2.35 x 30 - 40mm | piece
| Surgical loupe with headlamp | Piece
| Surgical burr, Cutting SS | Piece
| Retractor, Condyle, Thin - AKs new | Piece
| Osteotomy chisel 10mm | Piece
| Motor cable and motor holder handpiece, Elcomed, Contra-angle, Straight HP | Set
| Maxillary awl, Obwegeser 17.5cm | Piece
| Mandible trauma module 1.5mm set | Set
| Jaw splint, Large | Piece
| Drilling depth 6mm | Piece
| Bone rongeur 12.5cm | Piece
| Bone rongeur 16.5cm | Piece
| Dissecting forceps, Adson-brown 12cm | Piece
| Chin retractor, Obwegeser 16.5cm | Piece
| Maxilla disimpaction clamp, Rowes, Right | Piece
| Bone reduction forceps with points, Soft lock, Wide 127mm | Piece
| Bone holding forceps 14cm | Piece
| Bone cutting forceps 18cm | Piece
| Handpiece, Double speed, Twist chuck | Set
| Adson forceps, 1x2 teeth 15mm | Piece
| Scissors, Iris, Supercut, Curved 11cm | Piece
| Scissors, Supercut plus Tc, Kelly, Curved 16cm | Piece
| Cleft palate raspatory, 14cm #1 Right | Piece
| Cleft palate raspatory, Kahre 17cm | Piece
| Cleft palate raspatory, Mcindoe 16.5cm | Piece
| Muco-periosteal retractor 19cm | Piece
| Cleft palate elevator, Wang 15.5cm | Piece
| Cleft palate elevator, Wang 18cm, Right | Piece
| Cleft palate elevator, Wang 18cm, Left | Piece
| Cleft palate elevator, Wang 18cm, Right angled | Piece
| Cleft palate elevator, Wang 18cm, Left angled | Piece
| Caliper, Castroviejo 7cm, 20mm measuring range | Piece
| Mouth gag, Dingman complete | Piece
| Scissors, Iris, Supercut, Curved 11.5cm | Piece
| Custom tray (perforated), Lower, No. 1 | Piece
| Implant fixture, regular, Diameter 3.0mm, length 8.0mm | Piece
| Implant fixture, regular, Diameter 3.0mm, length 10.0mm | Piece
| Double Speed Contra Handpiece | Piece
| Cleft and Palate | Heading
| Cleft and Palate repairing instruments set | Set
| Handle, Round Scapel 16mm | Piece
| Adson forceps, Serrated 15mm | Piece
| Scissors, Ragnell Kilner, Curved 13cm | Piece
| Needle holder, Crile wood Tc 15cm | Piece
| Cleft palate hook, Blocksma 18cm, 3mm, 2 prongs | Piece
| Cleft palate raspatory, 14cm #1 Left | Piece
| Rigid lab analog, Diameter 3.0mm, height 4.0mm | Piece
| Elevator, Rowes | Piece
| Low Speed High Torque Electric Handpiece Systems for Oral Surgery and Implants. | Piece
| Double Speed Twist Chuck Handpiece/ LVSA Micromotor/MCC8, 8 - Ft.: | Set
| Scissors, Metzenbaum ,Tc, Curved 18cm | Piece
| Electric pen drive system: 40,000-60,000 RPM; Cable console; Hand and foot switch; Adapter for intracoupling and drill attachments; Power supply 220-230V,Power cord with 3 round pin top | Set
| Electric pen drive system: 60,000 RPM; Cable console; Hand and foot switch; Adapter for intracoupling and drill attachments; Power supply 220-230V,Power cord with 3 round pin top, | Set
| Sinus lift curette 15cm | Piece
| Rigid lab analog, Diameter 3.0mm, height 5.5mm | Piece
| Implant Soft tissue mask set, (material and dispensing tips) | Pkts
| Custom tray(perforated), Upper, No. 3 | Piece
| Custom tray (perforated), Lower, No.2 | Piece
| Implant fixture, regular, Diameter 3.0mm, length 12.0mm | Piece
| Implant fixture, regular, Diameter 3.5mm, length 10.0mm | Piece
| Tungsten Carbide burs, Surgical, # 151-Z, Diameter 016, Head length 11mm, Overall length 028 | Piece
| Tungsten carbide burs, Round, US no. 6, Length HP 44.5mm, Diameter 018, 023 | Piece
| Tungsten carbide burs, Round, US no. 6, Length HP 65mm, Diameter 018, 023 | Piece
| Tungsten carbide burs, Round, US no. 6, Length HP 44.5mm, Diameter 018, 023 | Piece
| Tungsten carbide burs, Round, US no. 6, Length HP 65mm, Diameter 018, 023 | Piece
| Tungsten carbide burs, Round, US no. 6, Length HP 51mm, Diameter 018, 023 | Piece
| Tungsten carbide burs, Taper fissure, Cross cut, US no. 702, Length HP 44.5mm, Diameter 016, 021 | Piece
| Tungsten carbide burs, Taper fissure, Cross cut, US no. 702, Length HP 65mm, Diameter 016, 021 | Piece
| Tungsten carbide burs, Taper fissure, Cross cut, US no. 702, Length HP 51mm, Diameter 016, 021 | Piece
| Tungsten carbide burs, Taper fissure, Cross cut, US no 703, Length HP 44.5mm, Diameter 016, 021 | Piece
| Tungsten carbide burs, Taper fissure, Cross cut, US no 703, Length HP 51mm, Diameter 016, 021 | Piece
| Tungsten carbide burs, Domed, Taper fissure, Cross cut, US no 1702, Length HP 44.5mm, Diameter 016, 021 | Piece
| Tungsten carbide burs, Domed, Taper fissure, Cross cut, US no 1703, Length HP 65mm, Diameter 016, 021 | Piece
| Tungsten carbide burs, Domed, Taper fissure, Cross cut, US no 1703, Length HP 51mm, Diameter 016, 021, 021 | Piece
| Tungsten carbide burs, Surgical, US no 267, FG 19mm 016, Length HP 9mm, Overall length 25.0mm | Piece
| Tungsten Carbide burs, Surgical, # 151-Z, Diameter 016, Head length 11mm, Overall length 023 | Piece
| Mandible Trauma Set | Heading
| Mandible plate 1.0mm, Silver, Pure titanium, Malleable (green-silver) | Piece
| Mandible plate, Mini-tension band, Narrow centre, 2+2 holes, Malleable | Piece
| Mandible plate, Mini-tension band, Narrow centre, 2+2 holes, | Set
| Mandible plate, Mini-tension band, Prebent, Right, 2+2 holes | Set
| Mandible plate, Mini-tension band, Prebent, Left, 2+2 holes | Piece
| Mandible plate, Mini-tension band, Narrow centre, 3+3 holes, Malleable | Piece
| Mandible plate, Mini-tension band, Narrow centre, 3+3 holes | Piece
| Mandible plate, Mini-tension band, Broad centre, 2+2 holes, Malleable | Piece
| Mandible plate, Mini-tension band, Broad centre, 3+3 holes, Malleable | Piece
| Mandible plate, Adaption, 12 holes | Piece
| Mandible plate, Adaption, 20 holes | Piece
| Mandible plate1.25mm, DCP, Angled, Silver, Pure titanium 3+3 holes | Piece
| Mandible plate1.25mm, Adaptation, Silver, Pure titanium 12 holes | Piece
| Tungsten carbide burs, Round, US no. 6, Length HP 51mm, Diameter 018, 023 | Piece
| Tungsten carbide burs, Taper fissure, Cross cut, US no 703, Length HP 65mm, Diameter 016, 021 | Piece
| Tungsten carbide burs, Domed, Taper fissure, Cross cut, US no 1702, Length HP 44.5mm, Diameter 016, 021 | Piece
| Tungsten carbide burs, Domed, Taper fissure, Cross cut, US no 1702, Length HP 65mm, Diameter 016, 021 | Piece
| Tungsten carbide burs, Domed, Taper fissure, Cross cut, US no 1702, Length HP 51mm, Diameter 016, 021 | Piece
| Tungsten carbide burs, Domed, Taper fissure, Cross cut, US no 1703, Length HP 44.5mm, Diameter 016, 021 | Piece
| Standard Console, (05.001.000) Torque limiting function and irrigation (05.001.002), (05.001.006) | Pkt
| Mandible plate, Adaption, 6 holes | Piece
| Mandible plate, Adaption, Square, 4 holes, Malleable | Piece
| Mandible plate, Strut, 8 holes, Malleable | Piece
| Mandible plate, Adaption, Strut, Curved, 8 holes, Malleable | Piece
| Mandible plate1.25mm, DCP, Silver, Pure titanium, 2+2 holes | Piece
| Mandible plate1.25mm, Straight with centre space, Silver, Pure titanium 2+2 holes | Piece
| Mandible plate1.25mm, Cresent, Silver, Pure titanium, 2+2 holes | Piece
| Mandible plate1.25mm, DCP, Silver, Pure titanium, 3+3 holes | Piece
| Mandible plate1.25mm, DCP, Cresent, Silver, Pure titanium 3+3 holes | Piece
| Mandible plate 1.5mm, Straight, Silver, Pure titanium 6 holes | Piece
| Mandible plate 1.5mm, Cresent, Silver, Pure titanium, 3+3 holes | Piece
| Mandible plate 1.5mm, DCP, Silver, Pure titanium 2+2 holes | Piece
| Mandible plate 1.5mm, Straight, Silver, Pure titanium 3+3 holes | Piece
| Mandible plate 1.5mm, Straight, Silver, Pure titanium 12 holes | Piece
| Mandible plate 1.5mm, Angled, Silver, Pure titanium angled, 3+3 holes | Piece
| Mandible plate 2.5mm, Reconstruction, Straight, Light blue, Pure titanium 12 holes | Piece
| Mandible plate 2.5mm, Reconstruction, Straight, Light blue, Pure titanium 20 holes | Piece
| Mandible plate 2.8mm, Reconstruction, Angled, Right, Gold, Pure titanium 7+23 holes | Piece
| Mandible screw 2.0mm, Self tapping, Locking, Length 4mm | Piece
| Mandible screw 2.0mm, Self tapping, Locking, Length 5mm | Piece
| Mandible screw 2.0mm, Self tapping, Locking, Length 6mm | Piece
| Mandible screw 2.0mm, Self tapping, Locking, Length 7mm | Piece
| Mandible screw 2.0mm, Self tapping, Locking, Length 10mm | Piece
| Mandible screw 2.0mm, Self tapping, Locking, Length 11mm | Piece
| Mandible screw 2.0mm, Self tapping, Locking, Length 12mm | Piece
| Mandible screw 2.0mm, Self tapping, Locking, Length 14mm | Piece
| Mandible screw 2.4mm, Self tapping, Locking, Length 5mm | Piece
| Mandible screw 2.4mm, Self tapping, Locking, Length 6mm | Piece
| Mandible screw 2.4mm, Self tapping, Locking, Length 8mm | Piece
| Mandible screw 2.4mm, Self tapping, Locking, Length 10mm | Piece
| Mandible screw 2.4mm, Self tapping, Locking, Length 12mm | Piece
| Mandible drill bit with stop for mini-quick coupling, Diameter 1.5mm, 2-flute, length 50/8mm | Piece
| Mandible drill bit with stop for mini-quick coupling, Diameter 1.5mm, 2-flute, length 50/12mm | Piece
| Mandible drill bit B 2.4mm or J-latch coupling, 2-flute | Piece
| Midface plate 0.4mm, Adaption, Pure titanium, 20 holes | Piece
| Forceps, Reduction with point, Ratchet | Piece
| Small plate cutter | Piece
| Double Y plate 0.4mm, Pure titanium, 6 holes | Piece
| L-plate 0.5mm, Left, Pure titanium, 4+6 holes | Piece
| Mandible drill bit B 1.5mm for J-latch coupling, 2-flute, Length 90mm | Piece
| Mandible plate 1.5mm, DCP, Silver, Pure titanium 3+3 holes | Piece
| Mandible plate 2.0mm, Crescent, Broad centre, Light blue, Pure titanium 2+2 holes | Piece
| Mandible plate 2.0mm, Crescent, Broad centre, Light blue, Pure titanium 3+3 holes | Piece
| Mandible plate 2.0mm, Straight, Light blue, Pure titanium 6 holes | Piece
| Mandible plate 2.0mm, Straight, Light blue, Pure titanium 12 holes | Piece
| Mandible plate 2.8mm, Reconstruction, Straight, Gold, Pure titanium 2 holes | Piece
| Mandible plate 2.8mm, Reconstruction, Straight, Gold, Pure titanium 20 holes | Piece
| Mandible plate 2.8mm, Reconstruction, Angled, Left, Gold, Pure titanium 7+23 holes | Piece
| Mandible screw 2.0mm, Self tapping, Locking, Length 8mm | Piece
| Mandible screw 2.0mm, Self tapping, Locking, Length 9mm | Piece
| Mandible screw 2.4mm, Self tapping, Locking, Length 14mm | Piece
| Mandible cortex screw 2.7mm, Emergency, Titanium 5mm | Piece
| Mandible cortex screw 2.7mm, Emergency, Titanium 6mm | Piece
| Mandible cortex screw 2.7mm, Emergency, Titanium 7mm | Piece
| Mandible cortex screw 2.7mm, Emergency, Titanium 8mm | Piece
| Mandible cortex screw 2.7mm, Emergency, Titanium 9mm | Piece
| Mandible cortex screw 2.7mm, Emergency, Titanium 10mm | Piece
| Mandible cortex screw 2.7mm, Emergency, Titanium 12mm | Piece
| Mandible drill bit with stop for J-latch coupling, Diameter 1.5mm, 2-flute, Length 50/4mm | Piece
| Mandible drill bit with stop for J-latch coupling, Diameter 1.5mm, 2-flute, Length 50/6mm | Piece
| Mandible drill bit with stop for J-latch coupling, Diameter 1.5mm, 2-flute, Length 50/8mm | Piece
| Mandible drill bit with stop for J-latch coupling, Diameter 1.5mm, 2-flute, Length 50/12mm | Piece
| Mandible drill bit with stop for mini-quick coupling, Diameter 1.5mm, 2-flute, length 50/4mm | Piece
| Mandible drill bit with stop for mini-quick coupling, Diameter 1.5mm, 2-flute, length 50/6mm | Piece
| Mandible drill bit B 1.5mm or J-latch coupling, 2-flute | Piece
| Mandible drill bit B 1.8mm or J-latch coupling, 2-flute | Piece
| Mandible drill bit with stop for J-latch coupling, Diameter 1.5mm, 2-flute, Length 50/12mm | Piece
| Mandible cortex screw 2.7mm, Emergency, Titanium 14mm | Piece
| Mandible plate 2.0mm, Straight, Light blue, Pure titanium 20 holes | Piece
| Mandible drill bit B 2.4mm or mini-quick coupling, 2-flute, Length 90mm | Piece
| Orbital rim plate 0.4mm, Pure titanium, 12 holes | Piece
| Midface plate 0.4mm, Adaption, Pure titanium, 6 holes | Piece
| Midface plate 0.4mm, Adaption, Pure titanium, 8 holes | Piece
| Frame plate 0.4mm, Pure titanium, 4 holes, 5 × 10mm | Piece
| Frame plate 0.4mm, Pure titanium, 4 holes, 10 × 10mm | Piece
| X plate 0.44mm, Pure titanium, 4 holes | Piece
| Strut plate, Pure titanium,18 holes | Piece
| H-plate 0.5mm, Pure titanium, 11 holes | Piece
| L-plate 0.5mm, Left, Pure titanium, 2+3 holes | Piece
| L-plate 0.5mm, Right, Pure titanium, 2+3 holes | Piece
| L-plate 0.5mm, Left, Pure titanium, 3+4 holes | Piece
| L-plate 0.5mm, Right, Pure titanium, 3+4 holes | Piece
| T-plate 0.5mm, Pure titanium, 3+4 holes | Piece
| Orbital rim plate 0.5mm, Pure titanium, 12 holes | Piece
| Adaption plate 0.5mm, Pure titanium, 6 holes | Piece
| Mandible drill bit B 1.5mm or mini-quick coupling, 2-flute, Length 90mm | Piece
| Rigid lab analog, Diameter 3.0mm, height 7.0mm | Piece
| Adaption plate 0.5mm, Pure titanium, 8 holes | Piece
| H-plate 0.7mm, Pure titanium,11 holes | Piece
| L-plate 0.7mm, Left, Pure titanium, 2+3 holes | Piece
| L-plate 0.7mm, Right, Pure titanium, 3+4 holes | Piece
Instruments
| T-plate 0.7mm, Pure titanium, 3+4 holes | Piece
| L-plate 0.7mm, Left, Pure titanium, 4+6 holes | Piece
| Orbital rim plate 0.7mm, Pure titanium, 12 holes | Piece
| Adaption plate 0.7mm, Pure titanium, 6 holes | Piece
| Adaption plate 0.7mm, Pure titanium, 8 holes | Piece
| Adaption plate 0.7mm, Pure titanium, 20 holes | Piece
| Y plate 0.7mm, Pure titanium, 3 holes | Piece
| Double Y plate 0.7mm, Pure titanium, 6 holes | Piece
| Frame plate 0.7mm, Pure titanium, 4 holes, 10×10mm | Piece
| Orbital rim plate 0.8mm, Pure titanium, 12 holes | Piece
| Adaption plate 0.8mm, Pure titanium, 6 holes | Piece
| Adaption plate 0.8mm, Pure titanium, 8 holes | Piece
| Orbital floor mesh plate 0.2mm, Pure titanium | Piece
| Orbital floor mesh plate 0.3mm, Pure titanium | Piece
| Orbital floor plate 0.3mm, Anatomical, Pure titanium, Small | Piece
| Orbital floor plate 0.4mm, Universal, Pure titanium | Piece
| Orbital plate, Preformed, Small, Left/Right, Pure titanium | Piece
| Midface screw 1.5mm, Titanium, Self tapping, Length 3-18mm | Piece
| Midface screw 1.5mm, Titanium, Self drilling, Length 3-18mm | Piece
| Midface screw 1.8mm, Titanium, Emergency, Length 3-18mm | Piece
| Midface screw 1.3mm, Titanium, Self tapping, Length 3-12mm | Piece
| Midface screw 1.3mm, Titanium, Self drilling, Length 3-6mm | Piece
| Midface screw 1.7mm, Titanium, Emergency, Length 3-12mm | Piece
Modular fixation system, Mandibular
Modular fixation system, Maxillofacial
Equipment
| Implant fixture, regular, Diameter 3.5mm, length 8.0mm | Piece
| Implant fixture, regular, Diameter 3.5mm, length 12.0mm | Piece
| Implant fixture, regular, Diameter 4.5mm, length 7.0mm | Piece
| Implant temporary abutment with replacement screw, Diameter 5.0mm, G/H 1.5mm | Piece
| Impression coping for close try impression, Diameter 4.5mm, height 4.0mm | Piece
| Impression coping for close try impression, Diameter 4.5mm, height 7.0mm | Piece
| Implant fixture, regular, Diameter 5.0mm, length 8.5mm | Piece
| Rigid burn-out cylinders, Diameter 3.5mm, type-single | Piece
| Transfer abutment with lab screw, Diameter 3.0mm, height 4.0mm, G/H 2.0mm | Piece
| Rigid lab analog, Diameter 3.5mm, height 7.0mm | Piece
| Rigid lab analog, Diameter 4.5mm, height 4.0mm | Piece
| Rigid lab analog, Diameter 4.5mm, height 5.5mm | Piece
| Rigid lab analog, Diameter 5.0mm, height 7.0mm | Piece
| Transfer abutment with lab screw, Diameter 3.0mm, height 4.0mm, G/H 3.0mm | Piece
| Implant healing abutment, Diameter 3.5mm, height 4.0mm | Piece
| Implant healing abutment, Diameter 3.5mm, height 5.0mm | Piece
| Implant healing abutment, Diameter 3.5mm, height 7.0mm | Piece
| Implant healing abutment, Diameter 4.5mm, height 4.0mm | Piece
| Implant cover screw, regular, height 1.4mm | Piece
| Rigid lab analog, Diameter 5.0mm, height 4.0mm | Piece
| Rigid lab analog, Diameter 5.0mm, height 5.5mm | Piece
| Rigid burn-out cylinders, Diameter 3.0mm, type-single | Piece
| Rigid lab analog, Diameter 4.5mm, height 7.0mm | Piece
| Rigid burn-out cylinders, Diameter 3.0mm, type-bridge | Piece
| Implant temporary abutment with replacement screw, Diameter 3.0mm, G/H 5.0mm | Piece
| Implant temporary abutment with replacement screw, Diameter 3.5mm, G/H 1.5mm | Piece
| Implant temporary abutment with replacement screw, Diameter 3.5mm, G/H 5.0mm | Piece
| Implant temporary abutment with replacement screw, Diameter 4.5mm, G/H 1.5mm | Piece
| Implant temporary abutment with replacement screw, Diameter 4.5mm, G/H 5.0mm | Piece
| Implant temporary abutment with replacement screw, Diameter 5.0mm, G/H 5.0mm | Piece
| Impression coping for close try impression, Diameter 3.0mm, height 4.0mm | Piece
| Impression coping for close try impression, Diameter 3.0mm, height 5.5mm | Piece
| Impression coping for close try impression, Diameter 3.0mm, height 7.0mm | Piece
| Impression coping for close try impression, Diameter 3.5mm, height 4.0mm | Piece
| Skin hook, Surgical | Piece
| Lip and check retractor, Oringer | Piece
| Impression coping for close try impression, Diameter 3.5mm, height 5.5mm | Piece
| Maxilla disimpaction clamp, Rowes, Left | Piece
| Bending plier with beak for plates up to 2.7 | Piece
| Bone curette, Volkmann 170mm | Piece
| Bone graft substitute, Synthetic | Packet
| Bone holding forceps, Self-centering, Soft lock, length 191mm | Piece
| Handpiece, Double speed, Contra | Set
| Needle holder 16cm | Piece
| Needle holder 23cm | Piece
| Impression coping for close try impression, Diameter 3.5mm, height 7.0mm | Piece
| Dissecting forceps, Potts-Smith 16cm | Piece
| Dissecting forceps, Potts-Smith 18cm | Piece
| Drill bits with stops, Dia. 1.55mm, Length 44.5mm | Piece
| Drilling depth 12mm | Piece
| Drilling depth 8mm | Piece
| Jaw opener, Ferguson | Piece
| Jaw opener, SS | Piece
| Lingual flap retractor, Browne | Piece
| Jaw splint, Small | Piece
| Lip and check retractor, Cawood, Minnesota | Piece
| Mandible trauma module 2.0mm set | Set
| Mouth gag, Dingmans | Piece
| Maxillary awl, Obwegeser 15cm | Piece
| Retractor, Adsons | Piece
| Mouth gag, Mckesson, Adult | Piece
| Mouth gag, Mckesson, Paediatric | Piece
| Electric pen drive system: 60,000 RPM; Cable console; Hand and foot switch; Adapter for intracoupling and drill attachments; Power Supply : 230V ± 6% , 50 Hz ± 1 %; Power cord with 3 round pin top. | Set
| Osteotomy chisel 15mm | Piece
| Tongue depressor, Weider retractor | Piece
| Periosteal elevator, Joseph | Piece
| Bone holding forceps, Mandible, Rowes | Piece
| Retractor, Obwegeser 24cm | Piece
| Retractor, Ramus | Piece
| Third molar retractor, Obwegeser 24cm | Piece
| Tissue retractor, Austin | Piece
| Tungsten carbide bur, Cylindrical 2.35 x 30 - 40mm | piece
| Tungsten carbide bur, Taper criss-cut 2.35 x 30 - 40mm | piece
| Wire cutter, Straight | Piece
| Wire ligature plier for circum mandibular | Piece
| Wire pusher, Rowe | Piece
| Zygoma elevator, Gillies 20cm | Piece
| Zygomatic arch awl, Curved | Piece
| Scissors, Tenotomy 115mm | Piece
| Wire ligature plier for circum zygomatic | Piece
| Bone holding forceps 13cm | Piece
| Bone holding forceps 18.5cm | Piece
| Bone reduction forceps with points, Soft lock, Narrow 161mm | Piece
| Zygomatic elevator, Rowes | Piece
| Bone rongeur, Luer 14.5cm | Piece
| Needle holder, Mathieu 170mm | Piece
| Cerclage wire, Without eye, Dia. 0.6mm, Length 175mm | Piece
| Cutting plier, Bending right 1.0 to 2.0 | Piece
| Dissecting forceps, Gillies 15.5cm | Piece
| Impression coping for close try impression, Diameter 4.5mm, height 5.5mm | Piece
| Impression coping for close try impression, Diameter 5.0mm, height 5.5mm | Piece
| Crown wire twisting forceps 16cm | Piece
| Impression coping for close try impression, Diameter 5.0mm, height 7.0mm | Piece
| Bone file 18cm | Piece
Oral Surgery and Implants - Consumables | Transfer abutment with lab screw, Diameter 3.0mm, height 7.0mm, G/H 2.0mm | Piece
| Transfer abutment with lab screw, Diameter 3.5mm, height 7.0mm, G/H 2.0mm | Piece
| Transfer abutment with lab screw, Diameter 3.0mm, height 5.5mm, G/H 4.0mm | Piece
| Transfer abutment with lab screw, Diameter 3.0mm, height 7.0mm, G/H 3.0mm | Piece
| Transfer abutment with lab screw, Diameter 3.5mm, height 7.0mm, G/H 3.0mm | Piece
| Straight Handpiece (OPTIC) | Piece
| Surgical Sinus Lift KIT (include both lateral and crestal approach and osteotome) | Set
| Updated as new item under Oral Surgery and implant consumables category | kit
| Bone Graft Material (0.25-1mm) 0.5g | Pkts
| Straight Hand piece for implant surgery | Piece
| Rigid Implant abutment with replacement screw, Straight, Diameter 4.5mm, height 5.5mm, G/H 3.0mm | Piece
| Transfer abutment with lab screw, Diameter 4.5mm, height 4.0mm, G/H 4.0mm | Piece
| Rigid Implant abutment with replacement screw, Straight, Diameter 4.5mm, height 5.5mm, G/H 4.0mm | Piece
| Transfer abutment with lab screw, Diameter 4.5mm, height 5.5mm, G/H 2.0mm | Piece
| Transfer abutment with lab screw, Diameter 4.5mm, height 5.5mm, G/H 4.0mm | Piece
| Rigid Implant abutment with replacement screw, Straight, Diameter 4.5mm, height 7.0mm, G/H 2.0mm | Piece
| Transfer abutment with lab screw, Diameter 4.5mm, height 5.5mm, G/H 3.0mm | Piece
| Cerclage Wire, 0.6mm dia, without eye, length 175mm | Piece
| Transfer abutment with lab screw, Diameter 4.5mm, height 7.0mm, G/H 2.0mm | Piece
| Transfer abutment with lab screw, Diameter 4.5mm, height 7.0mm, G/H 3.0mm | Piece
| Transfer abutment with lab screw, Diameter 4.5mm, height 7.0mm, G/H 4.0mm | Piece
| Analog | Piece
| Transfer abutment with lab screw, Diameter 5.0mm, height 5.5mm, G/H 3.0mm | Piece
| Tapered Carbide Burs | Piece
| Snap Coping | Piece
| Transfer abutment with lab screw, Diameter 3.0mm, height 7.0mm, G/H 4.0mm | Piece
| Transfer abutment with lab screw, Diameter 3.5mm, height 4.0mm, G/H 3.0mm | Piece
| Transfer abutment with lab screw, Diameter 3.5mm, height 4.0mm, G/H 2.0mm | Piece
| Transfer abutment with lab screw, Diameter 3.5mm, height 4.0mm, G/H 4.0mm | Piece
| Tapered Internal HD Surgical Kit | kit
| Transfer abutment with lab screw, Diameter 3.5mm, height 4.0mm, G/H 3.0mm | Piece
| Rigid Implant abutment with replacement screw, Straight, Diameter 3.5mm, height 5.5mm, G/H 4.0mm | Piece
| Rigid Implant abutment with replacement screw, Straight, Diameter 5.0mm, height 4.0mm, G/H 3.0mm | Piece
| Transfer abutment with lab screw, Diameter 3.5mm, height 5.5mm, G/H 2.0mm | Piece
| Transfer abutment with lab screw, Diameter 5.0mm, height 4.0mm, G/H 2.0mm | Piece
| Transfer abutment with lab screw, Diameter 3.5mm, height 5.5mm, G/H 3.0mm | Piece
| Transfer abutment with lab screw, Diameter 5.0mm, height 4.0mm, G/H 3.0mm | Piece
| Transfer abutment with lab screw, Diameter 5.0mm, height 4.0mm, G/H 4.0mm | Piece
| Transfer abutment with lab screw, Diameter 4.5mm, height 4.0mm, G/H 2.0mm | Piece
| Transfer abutment with lab screw, Diameter 5.0mm, height 5.5mm, G/H 4.0mm | Piece
| Transfer abutment with lab screw, Diameter 5.0mm, height 7.0mm, G/H 2.0mm | Piece
| Transfer abutment with lab screw, Diameter 5.0mm, height 7.0mm, G/H 3.0mm | Piece
| Rigid Implant abutment with replacement screw, Straight, Diameter 3.0mm, height 4.0mm, G/H 2.0mm | Piece
| Rigid Implant abutment with replacement screw, Straight, Diameter 3.0mm, height 4.0mm, G/H 3.0mm | Piece
| Rigid Implant abutment with replacement screw, Straight, Diameter 3.0mm, height 4.0mm, G/H 4.0mm | Piece
| Rigid Implant abutment with replacement screw, Straight, Diameter 3.0mm, height 5.5mm, G/H 2.0mm | Piece
| Rigid Implant abutment with replacement screw, Straight, Diameter 3.0mm, height 5.5mm, G/H 4.0mm | Piece
| Transfer abutment with lab screw, Diameter 3.5mm, height 7.0mm, G/H 4.0mm | Piece
| Rigid Implant abutment with replacement screw, Straight, Diameter 3.5mm, height 4.0mm, G/H 2.0mm | Piece
| Rigid Implant abutment with replacement screw, Straight, Diameter 3.5mm, height 4.0mm, G/H 3.0mm | Piece
| Rigid Implant abutment with replacement screw, Straight, Diameter 3.5mm, height 4.0mm, G/H 4.0mm | Piece
| Rigid Implant abutment with replacement screw, Straight, Diameter 4.5mm, height 7.0mm, G/H 4.0mm | Piece
| Rigid Implant abutment with replacement screw, Straight, Diameter 3.0mm, height 7.0mm, G/H 4.0mm | Piece
| Rigid Implant abutment with replacement screw, Straight, Diameter 3.5mm, height 5.5mm, G/H 3.0mm | Piece
| Rigid Implant abutment with replacement screw, Straight, Diameter 3.5mm, height 5.5mm, G/H 2.0mm | Piece
| Transfer abutment with lab screw, Diameter 3.5mm, height 5.5mm, G/H 4.0mm | Piece
| Minnesota Retractor | Piece
| Transfer abutment with lab screw, Diameter 5.0mm, height 5.5mm, G/H 2.0mm | Piece
| Rigid Implant abutment with replacement screw, Straight, Diameter 3.0mm, height 5.5mm, G/H 3.0mm | Piece
| Rigid Implant abutment with replacement screw, Straight, Diameter 5.0mm, height 4.0mm, G/H 4.0mm | Piece
| Rigid Implant abutment with replacement screw, Straight, Diameter 5.0mm, height 7.0mm, G/H 3.0mm | Piece
| Impression Tray | Piece
| Rigid Implant abutment with replacement screw, Straight, Diameter 5.0mm, height 7.0mm, G/H 4.0mm | Piece
| Custom made loupes HDMax, 2.5 TTL Loupes | Set
| Firefly, Cordless Head light | Set
| Healing Abutment | Piece
| Dual Purpose Contour Abutment | Piece
| Rigid Implant abutment with replacement screw, Straight, Diameter 3.0mm, height 7.0mm, G/H 2.0mm | Piece
| Transfer abutment with lab screw, Diameter 5.0mm, height 7.0mm, G/H 4.0mm | Piece
| Rigid Implant abutment with replacement screw, Straight, Diameter 3.0mm, height 7.0mm, G/H 3.0mm | Piece
| Rigid Implant abutment with replacement screw, Straight, Diameter 3.5mm, height 7.0mm, G/H 2.0mm | Piece
| Rigid Implant abutment with replacement screw, Straight, Diameter 3.5mm, height 7.0mm, G/H 3.0mm | Piece
| Rigid Implant abutment with replacement screw, Straight, Diameter 3.5mm, height 7.0mm, G/H 4.0mm | Piece
| Rigid Implant abutment with replacement screw, Straight, Diameter 4.5mm, height 4.0mm, G/H 2.0mm | Piece
| Rigid Implant abutment with replacement screw, Straight, Diameter 4.5mm, height 4.0mm, G/H 3.0mm | Piece
| Rigid Implant abutment with replacement screw, Straight, Diameter 4.5mm, height 4.0mm, G/H 4.0mm | Piece
| Transfer abutment with lab screw, Diameter 4.5mm, height 4.0mm, G/H 3.0mm | Piece
| Rigid Implant abutment with replacement screw, Straight, Diameter 4.5mm, height 5.5mm, G/H 2.0mm | Piece
| Rigid Implant abutment with replacement screw, Straight, Diameter 5.0mm, height 4.0mm, G/H 2.0mmq | Piece
| Rigid Implant abutment with replacement screw, Straight, Diameter 5.0mm, height 5.5mm, G/H 2.0mm | Piece
| Rigid Implant abutment with replacement screw, Straight, Diameter 5.0mm, height 5.5mm, G/H 3.0mm | Piece
| Rigid Implant abutment with replacement screw, Straight, Diameter 5.0mm, height 5.5mm, G/H 4.0mm | Piece
| Bone Graft Material (BOS 0.25-1mm) 0.5gq | Piece
| Rigid Implant abutment with replacement screw, Straight, Diameter 5.0mm, height 7.0mm, G/H 2.0mm | Piece
| Tapered Implant Mountless, Laser-Lok | Piece
| Bio-Gide 25x25mm | Piece
| Round Carbide Burs | Piece
| Traus SIP 10 (OPTIC)Surgical Motor | Set
| Straight Handpiece (NSK) For impacted teeth and bone surgery | Set
Orthodontics | Dewaxing unit. Power Supply : 230V ± 6% , 50 Hz ± 1 %; Power cord with 3 round pin top. | Set
| Orthodontic face bow, Long outer bow with horizontal hook (0.045) size 2 with omega loop | Piece
| Cephalometric tracing paper | Piece
| O-ring module, Grey | 1000/Pkt
| Extraoral elastics 1/2inch 8 Oz | 1000/Pkt
| Orthodontic impression tray, Rim locked, Paediatric, Lower & Upper 3 | Piece
| Orthodontic impression tray, Rim locked, Paediatric, Lower & Upper 2 | Piece
| Orthodontic impression tray, Rim locked, Paediatric, Lower & Upper 4 | Piece
| O-ring module, blue | 1000/Pkt
| Double disc model trimmer. Accessories: Wheel disc fine and coarse one each. Power Supply : 230V ± 6% , 50 Hz ± 1 %; Power cord with 3 round pin top. | Set
| Orthodontic impression tray, Rim locked, Paediatric, Upper U3 | Piece
| Intraoral stop 2mm | Piece
| Intraoral elastics 3/8 inch 4.5 Oz | 1000/Pkt
| Intraoral elastics 3/8 inch 3.5 Oz | 1000/Pkt
| Crimpable ball end clasp, Size 028, 032 | Piece
| Intraoral elastics 3/8 inch 6 Oz | 1000/Pkt
| Intraoral elastics 3/16 inch 3 Oz | 1000/Pkt
| Intraoral elastics 5/16 inch 3 Oz | 1000/Pkt
| E-chain, Elastics, Closed, Black | Spool
| Intraoral elastics 3/4 inch 2 Oz | 1000/Pkt
| Intraoral elastics 3/4 inch 3.5 Oz | 1000/Pkt
| Intraoral elastics 3/16 inch 4.5 Oz | 1000/Pkt
| E-chain, Elastics, Closed, Blue | Spool
| Crimpable arch hook, Rectangular (0.018 x 0.025mm) | 10/Pkt
| Crimpable ball hook 019 x 025 | 50/Pkt
| Curing light glasses | Piece
| E-chain, Elastics, Closed, Clear | Spool
| E-chain, Elastics, Closed, Green | Spool
| E-chain, Elastics, Closed, Pink | Spool
| E-chain, Elastics, Closed, Orange | Spool
| Acrylic polishers (Heading only) | Heading
| E-chain, Elastics, Closed, Purple | Spool
| E-chain, Elastics, Closed, Red | Spool
| Intraoral stop 1mm | Piece
| E-chain elastics continuous, Clear | Spool
| E-chain elastics open, Gray | Spool
| E-chain elastics continuous, Gray | Piece
Extra-oral products
| E-chain elastics open, Clear | Piece
| Extraoral elastics 1/4 inch 14 Oz | 1000/Pkt
| Intraoral elastics 1/2 inch 3.5 Oz | 1000/Pkt
| Intraoral elastics 5/16 inch 6 Oz | 1000/Pkt
| Intraoral elastics 5/8 inch 2 Oz | 1000/Pkt
| Extraoral elastics 5/16 inch 14 Oz | 1000/Pkt
| Intraoral elastics 1/4 inch 2 Oz | 1000/Pkt
| Intraoral elastics 3/8 inch 3 Oz | 1000/Pkt
| Intraoral elastics 1/4 inch 3 Oz | 1000/Pkt
| Intraoral elastics 5/16 inch 3.5 Oz | 1000/Pkt
Hand instruments
| Intraoral elastics 5/16 inch 2 Oz | 1000/Pkt
Laboratory supplies and equipment
| Intraoral elastics 5/16 inch 4.5 Oz | 1000/Pkt
Patient documentation and record keeping
| Porcelain primer | Bottle
Prevention
| NiTi Closed coil spring 12mm, Medium force | 10/Pkt
| NiTi Closed coil spring 6mm, Medium force | 10/Pkt
Thermal forming material and applications
| NiTi Closed coil spring 9mm, Medium force | 10/Pkt
| LED light curing system (120V) | Set
| NiTi closed coil spring 12mm, light force | 10/Pkt
| NiTi closed coil spring 6mm, Light force | 10/Pkt
| NiTi closed coil spring 9mm, Light force | 10/Pkt
| Surgical hook (0.018 x 0.025mm), Right and Left | Piece
| Combination organiser, Elastomeric | Piece
| NiTi closed coil spring 1.5mm diameter hole,13mm length, Medium force | Piece
| 3 dimensional screw, Bertoni | Piece
| Absoanchor kit A | Piece
| Absoanchor microimplant contra-angle hand driver | Piece
| NiTi closed coil spring 1.5mm diameter hole, 8mm length, Light force | Piece
| Mini implant screw, Small head tapered with hole, 10mm length, 1.5mm diameter | Piece
| Mini implant screw, Small head tapered with hole, 8mm length, 1.5mm diameter | Piece
| O-ring module, Light blue | 1000/Pkt
| O-ring module, Neon green | 1000/Pkt
| Adjustable dynamic protraction facemask | Piece
| Asian profile protraction facemask with replacement pads | Piece
| Archwire organizer with lid | Piece
| Cervical neck pad | Piece
| Mandibular bow screw | Piece
| Expansion screws | Piece
| High-pull strap | Piece
| Hyrax expansion screw, 11mm | Piece
| Hyrax expansion screw, 13mm | Piece
| Hyrax expansion screw, 8mm | Piece
| Covered plier organizer | Piece
| Hyrax expansion screw, 9mm | Piece
| Instrument Organizers | Piece
| Lower expander screw | Piece
| NiTi closed coil spring 12mm, Heavy force | 10/Pkt
| Micro-sectional screw | Piece
| NiTi Closed coil spring 9mm, Heavy force | 10/Pkt
| NiTi open coil spring, Heavy | Spool
| NiTi open coil spring, Light | Spool
| NiTi distalizing (stop wound coil) spring | Spool
| NiTi open coil spring, Medium | Spool
| Power stick organizer, O-ring module | Piece
| O-ring module, Blue | 1000/Pkt
| O-ring module, Black | 1000/Pkt
| O-ring module, Clear | 1000/Pkt
| O-ring module, Green | 1000/Pkt
| O-ring module, Silver | 1000/Pkt
| O-ring module, Maroon | 1000/Pkt
| O-ring module, Teal | 1000/Pkt
| O-ring module, Orange | 1000/Pkt
| O-ring module, Pink | 1000/Pkt
| O-ring module, Purple | 1000/Pkt
| O-ring module, Red | 1000/Pkt
| O-ring module, Tooth color | 1000/Pkt
| O-ring module, Violet | 1000/Pkt
| O-ring module, Yellow | 1000/Pkt
| Orthodontic face bow, Long outer bow with horizontal hook (0.045) size 1 with omega loop | Piece
| Orthodontic face bow, Short outer bow with horizontal hooks (0.045) size 1 with omega loop | Piece
| Orthodontic face bow, Short outer bow with horizontal hooks (0.045) size 2 with omega loop | Piece
| Power chain organizer | Piece
| Niti closed coil spring 1.5mm diameter hole, 8mm length, Medium force | Piece
| Release module (Break-away), Heavy | Piece
| Release module (Break-away), Medium | Piece
| Retraction screw, Medium | Piece
| Stannous fluoride oral rinse concentrate, 0.63% | 300mL
| Retraction screw, Mini | Piece
| Sectional screw, Medium | Piece
| Sectional screw, Mini | Piece
| Trapezoidal expansion screw | Piece
| Universal expansion screw, Maxi | Piece
| Universal expansion screw, Medium | Piece
| Universal expansion screw, Mini | Piece
| Double disc model trimmer | Set
| Bite plane thermoplier | Piece
| Aderer 3 prong plier, Maxi | Piece
| Aderer 3 prong plier, Medium | Piece
| Aderer 3 prong plier, Mini | Piece
| Young loop bending plier (Sterilizable) for for wires up to 0.7mm/28, Hard | Piece
| Wire contouring plier | Piece
| Bender soarer for bending super-elastic NiTi wires | Set
| Wire bending plier, Maxi (Sterilizable) for cutting wires upto 0.7mm/28, Hard | Piece
| Arch hook crimping plier | Piece
| NiTi closed coil spring 1.5mm diameter hole, 13mm length, Light force | Piece
| Arch wire turret | Piece
| Band contouring plier, Johnson | Piece
| Band cutting scissors, Curved | Piece
| Band slitting plier | Piece
| Adams plier, Maxi with two smooth rectangular beaks (Sterilizable), for wires up to 0.8mm/32, Hard | Piece
| Begg light wire plier for wires up to 0.5mm/20, Spring hard | Piece
| Bird beak plier, Serrated | Piece
| Low fusing silver soldering flux | spool
| Bird beak plier, Standard with cutter | piece
| Light weight band pusher | Piece
| Adjustable temperature pressure pot, 6L | Piece
| Bite stick (band adapter), Autoclavable | Piece
| Bonding organization tray | Piece
| Boone bracket positioning guage | piece
| Bracket holder with alignment tip | Piece
| Cap removal tool kit, Convertible with replacement tip | Piece
| Cinch back plier | Piece
| Direct bracket remover plier | Piece
| Distal end cutter safety hold | Piece
| Glass bead sterilizer. Power Supply : 230V ± 6% , 50 Hz ± 1 %; Power cord with 3 round pin top. | Set
| Whip Mix Vibrator, Heavy duty | Set
| Pressure pot with pressure machine | Set
| Elastic hook-forming thermoplier | Piece
| Heavy guage side cutter, Magnum (Disinfectable but not sterilizable) for wires up to 1.3/51, Hard | Piece
| Spot welder, electronic, Orthodontic. Power Supply : 230V ± 6% , 50 Hz ± 1 %; Power cord with 3 round pin top. | Set
| How plier | Piece
| Interproximal reduction deluxe kit | Kit
| Model trimmer, Dual wheel; Power supply 220-240V, 50Hz; Power cord with 3 round pin top (Standardised Brands: Dentaurum and Wehmer) | Set
| Ligature cutter, Small | Piece
| Jarabak plier | Piece
| Ligature tucker | Piece
| Ligature cutter, Standard | Piece
| Loop forming pliers, Maxi (Sterilizable) for wires up to 0.7mm/28, Hard | Piece
| Optical plier | Piece
| Thermoforming unit , Vacuum: With inbuilt powerful vacuum motor; Power Supply : 230V ± 6 percentage , 50 Hz ± 1 percentage; Power cord with 3 round pin top. | Set
| Mallet handle band pusher, Mershon | Piece
| Mini-Mathieu needle holder | Piece
| Molar band seater | Piece
| Nance tie back plier | Piece
| Dual model trimmer | Set
| Orthodontic face bow, Mini-short outer bow with horizontal hook, Size 1 with omega loop (0.045) | Piece
| Orthodontic face bow, Mini-short outer bow with horizontal hook, Size 2 with omega loop (0.045) | Piece
| Posterior band removing plier | Piece
| Spot welder | Set
| Rectangular arch forming plier, Tweed | Piece
| Sterilization sealing machine; Power Supply : 230V ± 6 percentage , 50 Hz ± 1 percentage; Power cord with 3 round pin top. | Set
| Torquing plier | Piece
| Surgical hook crimping plier | Piece
| Tweed loop forming plier | Piece
| Unitek bracket positioning guage one ( 2.0-2.5mm) | Piece
| Unitek bracket positioning guage one ( 3.0-3.5mm) | Piece
| Universal wire bending plier ( Sterilizable) for wires up to 0.7 mm/28, Hard | Piece
| Utility plier, Weingart | Piece
| V-bending plier | Piece
| Debonding carbide bur, High speed friction grip Shank 1.6mm width, 18 fluted, Ball | Piece
| Debonding carbide bur, High speed friction grip Shank 1.6mm width, 18 fluted, Long tapered | Piece
| Debonding carbide bur, High speed friction grip Shank 1.6mm width, 18 fluted, Small | Piece
| Aluminum oxide 50micron white | 6Kg
| Arch marking pencil kit | Kit
| Articulating tapes and paper | Packet
| Corrosion protection oil | Bottle
| Debonding polisher 6.5mm | Piece
| Orthodontic impression tray, Perforated, Rim locked, Adult, Lower L1 | Piece
| Interproximal reduction diamond bur, Friction grip, Fine grit, Long, High speed | 5/Pkt
| Handler, Heavy duty large vibrator | Set
| Soldering Anti-flux | Per Kg
| Interproximal reduction diamond bur, Friction grip, Medium grit, Long, High speed | 5/Pkt
| Intra-oral sand blaster kit: Consisting of autoclavable nozzle, Abrasive reservoir, Air line and user guide | Kit
| Hight speed burs intro-kit | Kit
| Interproximal diamond strip, Narrow | 10/Pkt
| Interproximal diamond strip, Wide | 10/Pkt
| Spray bottle, Orthodontic for monomer and polymer | Piece
| Ultrasonic cleaner, Digital | Set
| Measuging guage for measuring tensile and compressive forces, 50 - 500g | Piece
| Metal polish | Piece
| Measuring guage for measuring tensile and compressive forces, 25 - 250g | Piece
| Premium debonding kit | Kit
| Micro-motor | Set
| Molded retainer case (Assortement) | 10/Pkt
| Orthodontic clear acryl resin liquid (Monomer), Green | 50mL
| Orthodontic clear acryl resin liquid (Monomer), Neon | 50mL
| Orthodontic clear acryl resin liquid (Monomer), Purple | 50mL
| Orthodontic clear acryl resin powder (Ploymer), Green | 1kg
| Orthodontic clear acryl resin powder (Ploymer), Neon | 1kg
| Orthodontic clear acryl resin powder (Ploymer), Purple | 1kg
| Orthodontic clear acryl resin powder (Ploymer), Yellow | 1kg
| Orthodontic impression tray, Perforated, Rim locked, Adult, Lower L2 | Piece
| Orthodontic impression tray, Perforated, Rim locked, Adult, Lower L3 | Piece
| Orthodontic impression tray, Perforated, Rim locked, Adult, Lower L4 | Piece
| Nickel titanium reverse curve of Spee, Rectangle etched midline 0.016 x 0.016inch Upper | Packet
| Orthodontic Impression tray, Perforated, Rim locked, Adult, Upper U2 | Piece
| Orthodontic Impression tray, Perforated, Rim locked, Adult, Upper U3 | Piece
| Orthodontic Impression tray, Perforated, Rim locked, Adult, Upper U4 | Piece
| Orthodontic impression tray, Rim locked, Paediatric, Lower L1 | Piece
| Orthodontic impression tray, Rim locked, Paediatric, Lower L3 | Piece
| Orthodontic impression tray, Rim locked, Paediatric, Lower L2 | Piece
| Orthodontic impression tray, Rim locked, Paediatric, Upper U1 | Piece
| Wire bending plier, Maxi (Sterilizable) for bending wires up to 0.9mm/36, Hard | Piece
| Orthodontic impression tray, Rim locked, Paediatric, Upper U2 | Piece
| Orthodontic impression tray, Rim locked, Paediatric, Lower L4 | Piece
| Orthodontic impression tray, Rim locked, Paediatric, Upper U4 | Piece
| Polishing lathe | Set
| Soldering Flux | Per Kg
| Orthodontic mouth guard | 12/Pkt
| Silver solder, Cadmium free 18G, 5DWT | Piece
| Self-igniting butane micro-torch, Refillable | Set
| Silver solder, Cadmium free 22G, 5DWT | Piece
| Spray noozle for orthocryl liquid, Monomer | 10/Pkt
| Spray noozle for Orthocryl powder, Polymer | Piece
| Stripping strip, Diamond studded | Piece
| Vernier caliper, Digital | Piece
| Acrylic Polishers, Assorted pack containing Coarse, Medium and Fine grit | Packet
| Digital caliper with battery | Piece
| Orthodontic Impression tray, Perforated, Rim locked, Adult, Upper U1 | Piece
| Cephalometic protractor/tracing template | Piece
| Cephalometric view box | Piece
| Thermal forming material and applications, Clear square material for splints 1.5mm | Packet
| Brux checker | 10kg
| Debonding polisher 9.0mm | Piece
| Double ended cheek retractor, Large | 2/Pkt
| Double ended cheek retractor, Small | 2/Pkt
| Extended contact varnish with clicker dispenser | 10g
| High shine enamel polisher 1.6mm width, High speed | Piece
| Intraoral mirror for photography, Adult Occlusal | Piece
| Intraoral mirror for photography, Child Occlusal | Piece
| Nola cheek retractor, Large | Piece
| Nola cheek retractor, Small | Piece
| Nola lip retractor, Large | Piece
| Nola lip retractor, Small | Piece
| Thermal forming material and applications, Clear square material for retainers 2.5mm | Packet
| Patient hand mirror | Piece
| Pumice powder for dental polishing | Packet
| Safety eyewear (Regular size) | Piece
| Thermal forming material and applications, Clear square material for night guard 3mm | Packet
| Thermal forming material and applications, Clear square material for splints 2mm | Packet
| Thermal forming material and applications, Clear square material for splints 3mm | Packet
| Thermal forming material and applications, Clear square material for splints 1.5mm | Packet
| Soft wax , clear for intraoral use to prevent mouth ulcer | Set
| Thermal forming material and applications, Clear square material for night guard 2mm | Packet
| E chain closed grey | Spool
| E chain closed yellow | Spool
| E chain closed maroon | Spool
| Connecticut intrusion arch wire, Super elastic Nickel titanium 0.016 x 0.022, Lower | 10/Pkt
| Bondable buttons | Pkt
| Debonding carbide bur, High speed friction grip Shank 1.6mm width, 18 fluted, Tapered | Piece
| Forceps, Mosquito, Straight | Piece
| Temporary anchorage device system, Orthodontic: Mini implant system kit consisting of straight hand driver body, contrangle hand driver and tips, tissues punches (Miniscrew assortment length: 6mm, 8mm, 10mm, 12mm, 14mm), (Screw diameter: 1.5mm, 2mm, 2.7mm) | Set
| Liquid monomer, Orthodontic, Pink | 250ml
| Liquid monomer, Orthodontic, Yellow | 250ml
| Liquid monomer, Orthodontic, Pink | 250ml
| Mini implant screw, Head and collar 7mm, 12mm length, 2mm diameter (Accessory for Infra-zygomatic crest TADs) | Piece
| Silver solder, Cadmium free 22 G, 80DWT | Piece
| Accessories for TADs | Heading
| Mini implant screw, Small head tapered with hole, 6mm length with hole, 1.5mm diameter | Piece
| Mini implant screw, Small head tapered with hole, 12mm length, 1.5mm diameter | Piece
| Mini implant screw, Small head tapered with hole, 12mm length, 2mm diameter | Piece
| Mini implant screw, Small head tapered with hole, 14mm length, 2mm diameter | Piece
| Mid-facial skeletal expander kit, Micro and mini implants for upper arch kit: Containing 8mm MSE expansion screw, fixation TADs (11mm), Small driver, Ratchet wrench driver, Activation wrenches, Safety leashes | Kit
| Mid-facial skeletal expander screw 8mm | Piece
| Mid-facial skeletal expander screw 10mm | Piece
| Mid-facial skeletal expander screw 12mm | Piece
| Intraoral elastics 3/16 inch 6 Oz | 1000/Pkt
| Liquid monomer, Orthodontic, Clear | 250ml
| Composite, Flowable for retainer bonding syringe kit | Kit
| Ligature ties, Long length, Dead-soft stainless steel | Pkt
| Mini implant screw, Head and collar 10mm, 12mm length, 2mm diameter (Accessory for Buccal shelf TADs) | Piece
| E-chain, Elastics, Closed, Cobalt blue | Spool
| E-chain, Elastics, Closed, Emerald green | Spool
| E-chain, Elastics, Closed, Violet | Spool
| E-chain, Elastics, Closed, Gold | Spool
| E-chain, Elastics, Closed, Jade green | Spool
| E-chain, Elastics, Closed, Maroon | Spool
| Orthocryl liquid Monomer / Green | 50ml
| Orthocryl liquid Monomer / Neon | 50mL
| E-chain, Elastics, Closed, Rose | Spool
| E-chain, Elastics, Closed, Ruby Red | Spool
| E-chain, Elastics, Closed, Silver | Spool
| E-chain, Elastics, Closed, Teal | Spool
| Drying Cabinet, Dental Cast | Piece
| Heat blocking putty, Reusable, to protect sensitive parts from heat damage during soldering and welding. | Kg
| Primer for bonding atypical enamel | 15ml
| Silane primer for bonding artificial tooth surface (Porcelain and Ceramic crown) | 15ml
| Ligature ties, Short length, Dead-soft stainless steel | Pkt
| Preformed Kobayashi Hooks | Pkt
| Ligature ties, Medium length, Dead-soft stainless steel | Pkt
| Plastic sheet, Round for suck down, 1mm thickness | 100/Pkt
| Orthocryl Powder Ploymer, Purple | 1 kg/ pkt
| Pressurized refill butane Gas for Self-Igniting Butane Micro-Torch | 250ml/can
| Orthocryl Powder Ploymer , Yellow | 1 kg/ pkt
| Orthocryl Powder Ploymer, Green | 1 kg/ pkt
| Self-Igniting Butane Micro-Torch (refillable): gas torch that creates a precise flame emitting from a nozzle head, allowing direct heat application to an object. | Piece
| Orthocryl liquid Monomer/ Yellow | 50mL
| Orthocryl liquid Monomer / Purple | 50mL
| Orthocryl Powder Ploymer, Neon | 1 kg/ pkt
| Stainless Steel Retraction T-loop wire 16 x 22inch, 30mm | 10/Pkt
| Mouth gag rubber, pediatric | Piece
| Extraoral elastics 1/2inch 14 Oz | 1000/Pkt
| Metal brackets, Standard for 0.022inch slot, including convertible tube for first molar and non-convertible for second molars, MBT prescription | Set
| Intraoral elastics 1/4 inch 3.5 Oz | 1000/Pkt
| Stainless steel straight lengths, Round wire 0.014inch | 20/Pkt
| Stainless steel straight lengths, Round wire 0.016inch | 20/Pkt
| Stainless steel straight lengths, Round wire 0.018inch | 20/Pkt
| Stainless steel straight lengths, Round wire 0.020inch | 20/Pkt
| Stainless Steel Retraction T-loop wire 16 x 22inch, 34mm | 10/Pkt
| Metal brackets, Standard for 0.022inch slot, including convertible tube for first molar and non-convertible for second molars, Roths prescription | Set
| Crimpable arch stop/spacer, Rectangular 2mm length (0.018 x 0.022inch mm) | 50/Pkt
| Orthodontic impression tray, Perforated, Rim locked, Adult, Lower & upper, 1 | Piece
| Orthodontic impression tray, Perforated, Rim locked, Adult, Lower & upper, 2 | Piece
| Orthodontic impression tray, Perforated, Rim locked, Adult, Lower & upper, 3 | Piece
| Orthodontic impression tray, Perforated, Rim locked, Adult, Lower & upper 4 | Piece
| Intraoral elastics 3/16 inch 3.5 Oz | 1000/Pkt
| Thermal forming material and applications, Clear square material for invisible retainers 0.5mm | Packet
Bonding adhesives
Intra-oral products
Nickel titanium reverse curve of Spee etched midline
Stainless Steel Retraction T loop Archwires
Arch wires
Bands and attachments
Buccal tubes
Debonding carbide burs
Debonding polishers
Finishing polishing points
Metal brackets for slot 0.022
Micro-implants
| Preformed first molar band with prewelded, Double convertible tube (Roths 0.022 slot), Lower left | 200/Pkt
| Preformed second molar band with prewelded, Single tube (Roths 0.022 slot), Upper right | 200/Pkt
| Preformed second molar band with prewelded, Single tube (Roths 0.022 slot), Upper left | 200/Pkt
| Preformed second molar band with prewelded, Single tube (Roths 0.022 slot), Lower right | 200/Pkt
| Preformed second molar band with prewelded, Single tube (Roths 0.022 slot), Lower left | 200/Pkt
| Preformed first molar band with prewelded, Single convertible tube (Roths 0.022 slot), Lower left | 200/Pkt
| Petralit cement, (Silico-phosphate cement), powder 60 gm & liquid 22 ml | Set
| Arch wire tubing, Protective 0.018, Clear, 10 ft | Spool
| Anti-flux | 50g
| Bonded lingual retainer wire, Flattened, Soft 8-braided wire, 6 inch length | 10/Tube
| Connecticut intrusion arch wire, Super elastic Nickel titanium 0.016 x 0.022, Upper | 10/Pkt
| Connecticut intrusion arch wire, Super elastic Nickel titanium 0.017 x 0.025, Lower | 10/Pkt
| Niti Closed coil spring, 0.10 x 0.036inch Medium, fits over any arch wire | Spool
| Connecticut intrusion arch wire, Super elastic Nickel titanium0.017 x 0.025, Upper | 10/Pkt
| Elastic power thread, Solid, Slip not, Clear | Spool
| Light cure composite, Low viscosity, Flow-able Syringe and Gauge tips | Set
| Arch wire tubing, Protective 0.046, Clear 10 ft | Spool
| Arch wire tubing, Protective 0.027, Clear, 10 ft | Spool
| Orthodontic impression tray, Rim locked, Paediatric, Lower & Upper 1 | Piece
| Metal brackets, Low profile miniature for 0.022inch slot, including convertible tube with for first molar and non-convertible for second molars, MBT prescription | Set
| Extraoral elastics 5/16inch 8 Oz | 1000/Pkt
| Extraoral elastics 5/16inch 8 Oz | Piece
| Direct bond buccal tube 0.022 slot, Cast, Convertible, Single with hook for maxillary, First molar, Upper right | Piece
| Stainless steel wire 0.016, Lower | 10/Pkt
| Metal brackets, Low profile miniature for 0.022inch slot, including convertible tube with for first molar and non-convertible for second molars, Roths prescription | Set
| Preformed first molar band with prewelded, Single convertible tube (Roths 0.022 slot), Upper left | 200/Pkt
| Preformed first molar band with prewelded, Single convertible tube (Roths 0.022 slot), Upper right | 200/Pkt
| Preformed first molar band with prewelded, Single convertible tube (Roths 0.022 slot), Lower right | 200/Pkt
| Bicuspid bands kit, Lower right and left with 022 bracket, Pre-welded | Kit
| Bicuspid bands kit, Upper right and left with 022 bracket, Pre-welded | Kit
| Direct bond buccal tube 0.022 slot, Cast, Convertible, Single mandibular 1 molar, Left | Piece
| Direct bond buccal tube 0.022 slot, Cast, Convertible, Single mandibular 1 molar, Right | Piece
| Direct bond buccal tube 0.022 slot, Cast, Convertible, Single with hook for maxillary, First molar, Upper left | Piece
| Direct bond buccal tube 0.022 slot, Cast, Non-convertible, Single for maxillary 2 molar, Left | Piece
| Direct bond buccal tube 0.022 slot, Cast, Non-convertible, Single for maxillary 2 molar, Right | Piece
| Direct bond buccal tube 0.022 slot, Cast, Non-convertible, Single mandibular 2 molar, Left | Piece
| Direct bond buccal tube 0.022 slot, Cast, Non-convertible, Single mandibular 2 molar, Right | Piece
| Welbable tube 0.022 slot, Convertibl, Double maxillary 1 molar, Left (0.051 head gear tube placed gingivally) | Piece
| Welbable tube 0.022 slot, Convertible, Double mandibular 1 molar, Right | Piece
| Welbable tube 0.022 slot, Convertible, Double maxillary 1 molar, Right (0.051 head gear tube placed gingivally) | Piece
| Welbable tube 0.022 slot, Convertible, Single mandibular 1 molar, Left | Piece
| Welbable tube 0.022 slot, Convertible, Single mandibular 1 molar, Right | Piece
| Welbable tube 0.022 slot, Convertible, Single mandibular 2 molar, Left | Piece
| Welbable tube 0.022 slot, Convertible, Single maxillary 1 molar, Left | Piece
| Welbable tube 0.022 slot, Convertible, Single maxillary 1 molar, Right | Piece
| Welbable tube 0.022 slot, Convertible, Double mandibular 1 molar, Left | Piece
| Welbable tube 0.022 slot, Convertible, Sinlge mandibular 2 molar, Right | Piece
| Welbable tube 0.022 slot, Convertible, Single maxillary 2 molar, Right | Piece
| Welbable tube 0.022 slot, Convertibl, Single maxillary 2 molar, Left | Piece
| Preformed first molar band with prewelded, Double convertible tube (Roths 0.022 slot), Upper left | 200/Pkt
| Nickel titanium reverse curve of Spee, Round etched midline, Lower 0.016inch | Packet
| Stainless Steel Retraction T-loop wire 16 x 22inch, 36mm | 10/Pkt
| Stainless Steel Retraction T-loop wire 16 x 22inch, 38mm | 10/Pkt
| Stainless Steel Retraction T-loop wire 16 x 22inch, 24mm | 10/Pkt
| Arch wire, NiTi 0.012, Lower | 10/Pkt
| Arch wire, NiTi 0.012, Upper | 10/Pkt
| Stainless Steel Retraction T-loop wire 16 x 22inch, 28mm | 10/Pkt
| Arch wire, NiTi 0.014, Lower | 10/Pkt
| Weldable lingual cleats, Individual (Long 8mm) | 10/Pkt
| Nickel titanium reverse curve of Spee, Round etched midline 0.016inch | Packet
| TMA Lower 0.016x0.022 | Packet
| Stainless Steel Retraction T-loop wire 16 x 22inch, 26mm | 10/Pkt
| Arch wire, NiTi 0.014, Upper | 10/Pkt
| Preformed first molar band with prewelded, Double convertible tube (Roths 0.022 slot), Lower right | 200/Pkt
| NiTi 0.016, Lower | 10/Pkt
| Preformed first molar band with prewelded, Double convertible tube (Roths 0.022 slot), Upper right | 200/Pkt
| NiTi 0.016 x 0.022, Lower | 10/Pkt
| NiTi 0.016 x 0.022, Upper | 10/Pkt
| NiTi 0.016, Upper | 10/Pkt
| NiTi 0.017 x 0.025, Lower | 10/Pkt
| NiTi 0.017 x 0.025, Upper | 10/Pkt
| NiTi 0.018, Lower | 10/Pkt
| NiTi 0.018, Upper | 10/Pkt
| NiTi 0.019 x 0.025, Upper | 10/Pkt
| NiTi 0.019 x 0.025, Lower | 10/Pkt
| Nickel titanium reverse curve of Spee, Round etched midline, Upper 0.016inch | Packet
| Stainless Steel Retraction T-loop wire 16 x 22inch, 32mm | 10/Pkt
| Weldable lingual cleats, Individual (Short 5mm) | 10/Pkt
| Weldable buttons | 10/Pkt
| Stainless steel wire 0.014, Lower | 10/Pkt
| Stainless steel wire 0.014, Upper | 10/Pkt
| Stainless steel wire 0.016, Upper | 10/Pkt
| Stainless steel wire 0.016 x 0.022, Lower | 10/Pkt
| Stainless steel wire 0.016 x 0.022, Upper | 10/Pkt
| Stainless steel wire 0.017 x 0.022, Lower | 10/Pkt
| Stainless steel wire 0.017 x 0.022, Upper | 10/Pkt
| Stainless steel wire 0.018, Lower | Packet
| Stainless steel wire 0.018, Upper | Packet
| Stainless steel wire 0.018x0.025, Upper | Packet
| Stainless steel wire 0.018x0.025, Lower | Packet
| Stainless steel wire 0.019x0.025, Lower | Packet
| Stainless steel wire 0.019x0.025, Upper | Packet
| Stainless steel wire 0.021x0.025, Lower | Packet
| Stainless steel wire 0.021x0.025, Upper | Packet
| TMA Lower 0.017x0.025 | Packet
| TMA Lower, Large 0.018, L 016 x 022 | Packet
| TMA Reverse curve with T-loops, Lower 0.016 x 0.022 (Broad) | Packet
| TMA Reverse curve with T-loops, Lower 0.017 x 0.025 (Broad) | Packet
| TMA Reverse curve with T-loops, Upper 0.016 x 0.022 (Broad) | Packet
| TMA Reverse curve with T-loops, Upper 0.017 x 0.025 (Broad) | Packet
| TMA Upper 0.017 x 0.025 | Packet
| TMA Upper 0.016x0.022 | Packet
| TMA Upper, Large 0.018, U 016 x 022 | Packet
| Stainless steel straight lengths, Round wire 0.012inch | 20/Pkt
| Stainless steel straight lengths, Rectangle and square wire 0.017 x 0.022inch | 10/Pkt
| Stainless steel straight lengths, Rectangle and square wire 0.017 x 0.025 | 10/Pkt
| Stainless steel straight lengths, Rectangle and square wire 0.018 x 0.025inch | 10/Pkt
| Stainless steel straight lengths, Rectangle and square wire 0.018 x 0.022inch | 10/Pkt
| Stainless steel straight lengths, Rectangle and square wire 0.019 x 0.025inch | 10/Pkt
| Stainless steel straight lengths, Rectangle and square wire 0.020 x 0.025inch | 10/Pkt
| Stainless steel straight lengths, Round wire 0.010inch | 20/Pkt
| Stainless steel straight lengths, Rectangle and square wire 0.021 x 0.025inch | 10/Pkt
| Stainless steel straight lengths, Rectangle and square wire 0.016 x 0.022inch | 10/Pkt
| Nickel titanium reverse curve of Spee, Rectangle etched midline 0.016 x 0.022inch Upper | Packet
| Nickel titanium reverse curve of Spee, Rectangle etched midline 0.018 x 0.018inch Upper | Packet
| Nickel titanium reverse curve of Spee, Rectangle etched midline 0.018 x 0.018inch Lower | Packet
| Nickel titanium reverse curve of Spee, Rectangle etched midline 0.018 x 0.025inch Upper | Packet
| Nickel titanium reverse curve of Spee, Rectangle etched midline 0.018 x 0.025 Lower | Packet
| Nickel titanium reverse curve of Spee, Rectangle etched midline 0.016 x 0.022inch Lower | Packet
| Etching gel, 38% phosphoric acid with syringes (two 5cc) and disposable syringe tips (25) | Kit
| Etching gel, 38% phosphoric acid, Thixotropic gel, 25mL with 50 pre-bent applicator tips | Kit
| Light cure band cement,10g syringe kit with disposable tips, Blue colour | Kit
| Etching gel, 9.6% hydrofluoric acid, 4 syringe (1.2mL) and 8 pre-bent applicator tips | Kit
| Glass ionomer band cement | Packet
| Light cure kit plus primer and etchant | Piece
| Nickel titanium reverse curve of Spee, Rectangle etched midline 0.016 x 0.016inch Lower | Packet
| Orthodontic adhesive syringe kit | Kit
| Orthodontic universal sealant and bonding primer kit | Kit
| Light curing adhesive in capsule for lingual retainer | 25/Pkt
| Stainless steel straight lengths, Rectangle and square wire 0.016 x 0.016inch | 10/Pkt
| Stainless steel straight lengths, Rectangle and square wire 0.018 x 0.018inch | 10/Pkt
| Adhesive syringe kit, Orthodontic: Consisting of syringe (4g), Sealant/bonding primer (5mL), Etching solution (4mL) with sealant applicator brushes | Set
| Extraoral elastics 3/16 inch 14 Oz | 1000/Pkt
| Extraoral elastics 3/16 inch 8 Oz | 1000/Pkt
| Extraoral elastics 3/8 inch 14 Oz | 1000/Pkt
| Intraoral elastics 1/2 inch 2 Oz | 1000/Pkt
| Extraoral elastics 3/8inch 8 Oz | 1000/Pkt
| Intraoral elastics 3/8 inch 2 Oz | 1000/Pkt
| Intraoral elastics 1/4 inch 4.5 Oz | 1000/Pkt
| Intraoral elastics 1/8 inch 2 Oz | 1000/Pkt
| Intraoral elastics 1/4 inch 6 Oz | 1000/Pkt
| Intraoral elastics 1/8 inch 3.5 Oz | 1000/Pkt
| Intraoral elastics 3/16 inch 2 Oz | 1000/Pkt
| Intraoral elastics 5/8inch 3.5 Oz | 1000/Pkt
Orthodontics - Equipments | O-ring modules Blue | Packet
| Headgear kit | Packet
| Hyrax expansion screw, 11mm | Piece
| Extraoral elastics ¼ inch 8 Oz | Packet
| Stop/spacer 2mm - 022 | Packet
| Stainless steel wire 0.019x0.025 upper | Packet
| Extraoral elastics 3/16 inch 14 Oz | Packet
| Extraoral elastics 5/16inch 14 Oz | Packet
| Bondable lingual retainer 3 x 3 | Packet
| Copper NiTi 0.018 inch lower | Packet
| Gemini Roth 022 brackets with 4 tubes (UT/LD) | Set
| Elastic thread 50ft length | Spool
| Bondable lingual retainer 4 x 4 | Packet
| E-chain elastics open, Gray | Spool
| Etchant gel (38% phosphoric acid) with 50 pre bent applicator tips, Thixotropic | Piece (Syringe of 25 ml)
| Preformed second molar band kits lower right, single tube | Set
| Preformed Left upper first molar band with cleats kit, triple tube | Set
| Preformed second molar band kits lower left, single tube | Set
| Preformed Left lower first molar band with cleats kit, lower double tube | Set
| Preformed second molar band kits upper left, single tube | Set
| Preformed Right upper first molar band with cleats kit, triple tube | Set
| Preformed ligature long ties | Packet
| Preformed second molar band kits upper right, single tube | Set
| Preformed Right lower first molar band with cleats kit,lower double tube | Set
| Sectional screw - Mini | Piece
| Rapid molar distalizer | Packet
| Stainless steel wire 0.016 upper | Packet
| Stainless steel wire 0.016 lower | Packet
| Retraction screw - Mini | Piece
| Sectional screw - Medium | Piece
| Preformed short ligature ties | Packet
| Stainless steel wire 0.018x0.025 upper | Packet
| Stainless steel wire 0.014 upper | Packet
| Stainless steel wire 0.018x0.025 lower | Packet
| Stainless steel wire 0.014 lower | Packet
| Rotation wedges | Packet
| Stainless steel wire 0.018 upper | Packet
| Stainless steel wire 0.017 x 0.022 upper | Packet
| Retraction screw - medium | Piece
| Stainless steel wire 0.018 lower | Packet
| Stainless steel wire 0.016 x 0.022 lower | Packet
| Stainless steel wire 0.021x0.025 lower | Packet
| Stainless steel wire 0.021x0.025 upper | Packet
| Arch hook crimping pliers | Piece
| Thermosealer - 7.5mm, Role | Roll
| Thermosealer - 10mm, Role | Roll
| Thermosealer - 5mm, Role | Roll
| Tissue guard (clear), 0.027 inch | Spool
| TMA Reverse curve with T-loops upper 0.016x0.022 (broad) | Packet
| TMA Reverse curve with T-loops lower 0.016x0.022 (broad) | Packet
| TMA Reverse curve with T-loops lower 0.017x0.025 (broad) | Packet
| Weldable buttons | Packet
| TMA upper 0.016x0.022 | Packet
| Universal expansion screw - medium | Piece
| Bird beak pliers with cutter | Piece
| Adhesive removing pliers with diamond inset | Piece
| R.E.D. Distraction Hallo | Piece
| Band slitting pliers | Piece
| Bonding Organization tray | Piece
| Surgical hook crimping pliers | Piece
| Mandibular bow screw | Piece
| Extraoral elastics 3/8inch 8 Oz | Packet
| NiTi 0.018 lower | Packet
| Patient relief wax | Packet
| NiTi closed coil long | Spool
| Thermoforming materials - Essix A+ 1mm | Packet
| Thermoforming materials - Essix A+ 1.5mm | Packet
| Thermoforming materials - Essix Night Guard | Packet
| Lingual cleats | Packet
| NiTi 0.019 x 0.025 lower | Packet
| Mini Twin Vs 022 brackets | Set
| Bicuspid bands kit, upper right & left, with 022 bracket prewelded | Packet
| Hyrax expansion screw, 9mm | Piece
| Maxillary tooth moving thermoplier | Piece
| O-ring modules Pink | Packet
| Intraoral elastics ¼inch 3.5 Oz | Packet
| NiTi distalizing (stop wound coil) spring | Packet
| O-ring modules Purple | Packet
| Bondable buttons | Packet
| Copper NiTi 017x0.025 lower | Packet
| 022 Damon brackets with cuspid hook | Set
| Crimpable hook 019 x 025 | Packet
| E-chain elastics closed, pink | Spool
| Arch hooks Rectangular | Packet
| O-ring modules Black | Packet
| Glass Ionomer Band Cement | Packet
| Brass wire | Spool
| E-chain elastics continuous, Gray | Spool
| Preformed Kobayashi ligature ties | Packet
| Copper NiTi 0.018 inch upper | Packet
| Lip bumper with loops | Packet
| O-ring modules Red | Packet
| Clarity Ceramic bracket 5 - 5 (022 slot) | Set
| O-ring modules Orange | Packet
| Lower expander screw | Piece
| 3-dimensional screw  (Bertoni) | Piece
| Intraoral elastics 1/8 inch 2 Oz; | Packet
| Copper NiTi 0.016 inch lower | Packet
| NiTi Closed coil spring- heavy force 200g | Packet
| Expansion screw safety keys | Packet
| NiTi Closed coil spring- light force 100g | Packet
| O-ring modules Maroon | Packet
| E-chain elastics closed, red | Spool
| O-ring modules Clear | Packet
| Copper NiTi 017x0.025 upper | Packet
| E-chain elastics closed, Green | Spool
| Sterilization sleave sealer machine, Power supply: AC 220V- 230V, 50HZ. Power cord with round 3 pin top. | Piece
| NiTi Closed coil spring- medium force 150g | Packet
| O-ring modules Teal | Packet
| NiTi 0.014 lower | Packet
| E-chain elastics closed, Clear | Spool
| E-chain elastics open, Clear | Spool
| Forsus Kit (3M) | Packet
| O-ring modules Violet | Packet
| Etchant gel (9.6% hydrofluoric acid) 4 syringes of 1.2ml and 8 pre-bent applicator tips. | Piece (Syringe of 1.2 ml)
| Dual wheel model trimmer,ower supply: AC 220V- 230V, 50HZ. Power cord with round 3 pin top. | Piece
| Extraoral elastics 3/16 inch 8 Oz | Packet
| E-chain elastics closed, orange | Spool
| NiTi 0.014 upper | Packet
| Micro sectional screw | Piece
| NiTi 0.017x0.025 lower | Packet
| NiTi 0.018 upper | Packet
| NiTi 0.017x0.025 upper | Packet
| NiTi open coil spring - heavy | Packet
| E-chain elastics closed, blue | Spool
| Flexible Double Ended plastic self-retaining Cheek Retractor, Paedo Small | Piece
| Cuspid bands kit, lower,left/right,022 bracket prewelded, Kit/s | Pack
| E-chain elastics closed, black | Spool
| O-ring modules Yellow | Packet
| Intraoral stops 2 mm length | Packet
| NiTi open coil spring - medium | Packet
| Ball end clasps 028, 032 | Packet
| NiTi closed coil small | Spool
| Extraoral elastics 3/8inch 14 Oz | Packet
| Elastic separators | Stick
| Fan-type expansion screw | Piece
| APC- adhesive precoated brackets MBT 022 slot | Set
| O-ring modules Silver | Packet
| Bracket storage box (for individual brackets) | Box
| Copper NiTi 0.016 inch upper | Packet
| Copper NiTi 0.014 inch upper | Packet
| O-ring modules Light Blue | Packet
| E-chain elastics continuous, Clear | Spool
| Intraoral stops 1mm length | Packet
| NiTi 0.016 lower | Packet
| Extraoral elastics 5/16inch 8 Oz | Packet
| Bicuspid bands kit, lower right & left, with 022 bracket prewelded | Packet
| Hyrax expansion screw, 8mm | Piece
| Cuspid bands kit, upper,left/right 022 bracket prewelded, Kit/s | Pack
| NiTi closed coil medium | Spool
| O-ring modules Green | Packet
| Bite turbos | Packet
| Copper NiTi 0.014 inch lower | Packet
| Hyrax expansion screw, 13mm | Piece
| O-ring modules Neon Green | Packet
| O-ring modules Tooth color | Packet
| NiTi 0.019 x 0.025 upper | Packet
| TMA preformed pendulum springs  left and right | Packet
| TMA lower 0.016x0.022 | Packet
| Essix Vacuum Thermoforming Machine, Power supply: AC 220V- 230V, 50HZ. Power cord with round 3 pin top. Appropriate voltage stabilizer should be provided with the unit. | Piece
| E-chain elastics closed, purple | Spool
| NiTi open coil spring - light | Packet
| Extraoral elastics 1/2 inch 8 OZ | Packet
| Bite plane thermoplier | Piece
| Orthodontic Impression tray, Rim Locked, Paed lower L4 | Piece
| Band contouring pliers (Johnson) | Piece
| Thermoforming materials - Essix Embrace 1mm | Packet
| Stop/spacer 2mm - 030 | Packet
| Thermoforming materials - Essix Embrace 2mm | Packet
| Stop/spacer 2mm - 022 x 028. | Packet
| Stainless steel wire 0.017 x 0.022 lower | Packet
| Stripping Strips, Diamond studded | Packet
| Stainless steel wire 0.019x0.025 lower | Packet
| Wilcock SS round wire, 016 Premium plus | Spool
| Transbond kit (light cure), plus primer and etchant | Piece
| TMA Reverse curve with T-loops upper 0.017x0.025 (broad) | Packet
| Universal expansion screw - mini | Piece
| Wilcock SS round wire, 018 Premium plus | Spool
| Universal expansion screw - Maxi | Piece
| TMA Lower 0.017x0.025 | Packet
| Transbond adhesive kit plus primer + Etchant, self cure | Set
| Tooth stripper files | Packet
| Wilcock SS round wire, 014 Premium plus | Spool
| TMA Upper 0.017x0.025 | Packet
| Wilcock SS round wire, 020 Premium plus | Spool
| TMA lower large 0.018, L 016 x 022 | Packet
| Wilcock SS round wire, 012 Premium plus | Spool
| Trapezoidal Expansion screw | Piece
| TMA upper large 0.018, U 016 x 022 | Packet
| Orthodontic Impression trays perforated, rim locked adult, upper U4 | Piece
| Orthodontic Impression trays perforated, rim locked adult lower L1 | Piece
| Heavy wire bending pliers (Headgear pliers set) | Piece
| Mandibular tooth moving thermoplier | Piece
| Distal twister | Piece
| Utility arch/loop forming pliers (Rickettts) | Piece
| Photo Cheek retractors, Small, set of 3 | Piece
| Orthodontic Impression trays perforated, rim locked adult, upper U2 | Piece
| Posterior band removing pliers | Piece
| Photo Cheek retractors, large, set of 3 | Piece
| Orthodontic Impression tray, Rim Locked, Paed Upper U3 | Piece
| Bracket holder with alignment tip | Piece
| Orthodontic Impression trays perforated, rim locked adult lower L4 | Piece
| Jarabak plier | Piece
| Torquing pliers | Piece
| Direct bracket remover pliers | Piece
| Bite stick (band adapter) autoclavable | Piece
| Orthodontic Impression tray, Rim Locked, Paed Upper U4 | Piece
| Nance Tie Back Plier | Piece
| How plier | Piece
| Mini Mathieu needle holder | Piece
| Weingart utility pliers | Piece
| Ligature cutter small | Piece
| Orthodontic Impression trays perforated, rim locked adult, upper U1 | Piece
| Distal end cutter safety hold | Piece
| Convertible cap removal tool kit with replacement tip | Piece
| Ligature tucker | Piece
| V-bending pliers | Piece
| Elastic hook-forming thermoplier | Piece
| Mesial-distal thermoplier | Piece
| Orthodontic Impression tray, Rim Locked, Paed lower L1 | Piece
| Orthodontic Impression trays perforated, rim locked,adult lower L2 | Piece
| Orthodontic Impression tray, Rim Locked, Paed Upper U1 | Piece
| Cinch back pliers | Piece
| Rectangular arch forming pliers (Tweed) | Piece
| Ligature cutter standard | Piece
| Orthodontic Impression trays perforated, rim locked adult lower L3 | Piece
| Optical pliers | Piece
| Arch wire turret | Piece
| Orthodontic Impression tray, Rim Locked, Paed Upper U2 | Piece
| Tweed loop forming pliers | Piece
| Essix IPR Deluxe kit Raintree USA | Piece
| Double ended band seater | Piece
| Orthodontic Impression trays perforated, rim locked adult, upper U3 | Piece
| Undercut Enhancing thermoplier | Piece
| Orthodontic Impression tray, Rim Locked, Paed lower L2 | Piece
| Band cutting scissors-curved | Piece
| Slot forming thermoplier | Piece
| Orthodontic Impression tray, Rim Locked, Paed lower L3 | Piece
| Extraoral elastics 1/2 inch 14 Oz | Packet
| NOLA dry field system-cheek retractor, Tongue Guards,Y Connector, Suction tubes and adapter | Set
| NiTi 0.016 upper | Packet
| Stackable Band Organizer | Piece
| Extraoral elastics ¼ inch 14 Oz | Packet
| Wire contouring pliers | Piece
Paedodontic | Fluoride tray, Dual arch, Medium (White) | Set
| Fluoride tray, Dual arch, Paedo (Aqua) | Set
| Fluoride tray, Dual arch, Small (Yellow) | Set
| Mouth gag, Molt, External with silicon tip14cm (Medium) | Piece
| Polyester matrix, Transparent 0.05 mm thick x 59ft | Roll
| Varnish, Sodium fluoride 5% ( 2.26% F) tube with applicator brush | 10mL
| X-ray apron with collar, 0.5mm lead, Paediatric | Piece
| Contouring plier, Gordon 5inch | Piece
| Mouth gag, Molt, External with silicon tip 11cm (Child/Infant) | Piece
| Fluoride 0.25mg tablet | 1000 tab/Pkt
| Fluoride 0.50mg tablet | 1000 tab/Pkt
| Sodium Fluoride Rinse 0.05% (230 ppmF) | 250mL
| Sodium Fluoride Rinse 0.2% (920 ppmF) | 1 Litre
| Partial tray small size | Piece
| Transparent Pediatric Strip Crown Forms | Set
| Dual Arch Fluoride plastic tray, Pedo(aqua) | 100pcs/pkt
| Crimping Pliers,No.417 | Piece
| Gordon Contouring Pliers 5¼ inch. | Piece
| DSP IOPA X-ray film holder DR540501(Snap-A-Ray) | Piece
| Dual Arch Fluoride plastic tray, Large (Blue) | Set
| Endo R4 disinfectant septo | Bottle
| Polycarbonite lip cheek retractor with wings 01189WM(Medium) | Box of 3 pieces
| Transparent Polyester Matrix, 0.05 mm/0.02 thick x 59 ft | Roll
| Polycarbonite lip cheek retractor with wings 0118WC (child) | Box of 3 pieces
| Rubber dam clamp, Ivory, No.8-A | Set
| Rubber dam clamp, Ivory, No. 14-A | Set
| Rubber dam 5x5, thin green, Mint (Box) | 52pcs/ box
| Rubber dam clamp, SS White No. 208 | Set
| Rubber dam clamp, Ivory,No.14 | Set
| Rubber dam clamp, SS White,No.207 | Set
| Rubber Dam Clamp No.209 | Set
| Rubber dam clamp No.12 | DOPC
| Rubber dam clamp No. 13 | Set
| Rubber dam punch, Ainsworth 160mm | Piece
| Contouring pliers ultra thin No.007-118 | Piece
| Rubber Dam Clamp Forceps, Ivory 170mm | Piece
| Reynolds contouring pliers 125mm/5 | Piece
| How plier,straight,135mm | Piece
| Reinforced ZOE cement (IRM) Powder 40g,15ml liquid | Set
| soft stainless matrix, 0.025 mm/0.001 inch thick x 20 foot | Roll
| Johnson contouring pliers 135mm/5¼ . | Piece
| Abell Contouring pliers N0.112 | Piece
| Dual Arch Fluoride plastic tray, small (yellow) | 100pcs/pkt
| Dual Arch Fluoride plastic tray, medium (White) | 100pcs/pkt
| Benzocaine topical anesthetic gel 20% 1 oz/29.6ml jar ,raspberry flavour | Packet
| Papoose board padded, small with chest strap and abdominal flaps (30 inch x 7inch) | Piece
| Rubber dam frame(Youngs) 5 inch x 5 inch | Piece
Consumables
| Molt Mouth Gag, external with silicon tip, child/infant, 11cm | Piece
| Papoose board padded, regular with chest strap and abdominal flaps (36 inch x 11 inch) | Piece
| Dental Needle, 1inch 30G (0.40x21mm) short 25 mm | 100pcs/ pkt
| Precontoured molar band, Primary | Set
| X ray film, Size 0 | Pkts
| T- band, straight | Pkts
| Molt Mouth Gag, external with silicon tip, medium,14 cm | Piece
| X-ray apron with collar, pediatric 0.3mm (21 x 22 inch) | Piece
| Ferric sulphate 15.5% dropper bottle of 59ml(2oz) | 59ml/ bottle
| Cheek retractor, Polycarbonite lip with wings, Child | 3/pkt
| Cheek retractor, Polycarbonite lip with wings, Medium | 3/pkt
| Contouring plier, Johnson 135mm/5inch | Piece
| Eugenol cement, Reinforced zinc oxide powder (40g) with liquid (15mL) | Set
| Ferric sulphate 15.5% dropper | 50mL
| Pre-contoured permanent molar band, First | Set
| Strip crown form, Transparent, Paediatric | Set
| Anterior temporary crown set, Acrylic polycarbonate | Set
| Crown scissor, Curved, Serrated blade 4inch | Piece
| Fluoride tray, Dual arch, Large (Blue) | Set
| Crown, Pre-contoured, SS for primary dentitions | Set
| Contouring plier, Abell | Piece
| Contouring plier, Ultra-thin | Piece
| Contouring plier, Reynolds 125mm/5 inch | Piece
| Soft matrix, SS, 0.001 inch thick x 20 ft | Roll
| Crimping plier | Piece
| Crown scissor, Straight 110mm | Piece
Prosthodontic | Seal classic unit with sterilizing bag 8inch, 6inch & 3inch bag rolls; Power supply 220-240V, 50Hz; Power cord with 3 round pin top | Set
| Silicone acrylic burr, Flame shaped, Large, Grit-coarse gray | 6/pkt
| Temporary bridge set, Acrylic | Set
| Adhesive liquid for wax pattern RPD | Packet
| Swift temporary set, Acrylic for direct technique provisional | Piece
| Tungsten carbide burr, High precision milled, Cross toothing cut, Coarse, Torpedo, Cylindrical | Piece
| Adjustment kit, NP alloy | Kit
| Alu-wax sheet | 50/pkt
| Analysing rod for dental surveyer | Packet
| Dental steam cleaner unit: Heavy duty; Wall mounted; Wet and dry steam; Capacity: upto 9L, Steam pressure: upto 4 bar; Auto water filling; Accessories: water connection/connection thread; Power Supply : 230V ± 6% , 50 Hz ± 1 %; Power cord with 3 round pin top. | Set
| Bite registration wax, Flexaponal, Red | Set
| Bis-acrylic composite, Temporization material, catalyst I and II set | Set
| Tungsten carbide acrylic bur, Cross-cut fissure, Conical, Domed end | Piece
| Bite registration paste, Polyvinylsiloxane with cartridge gun/tips, Large | Set
| Adjustment HP kit, Porcelain | Kit
| Bite registration, Occlufast rock, Cartridge (base and catalyst) with tip | Set
| Burr, High precision milled, Cross toothing cut, Coarse, Tungsten carbide, Bullet | Piece
| Butane gas, Refilling for soldering with accessories for hand torch | Piece
| Carbamide peroxide with potassium nitrate 30% gel, with a customized tray | Set
| Carbide bur, HP 7NF | Piece
| IOPA x-ray imaging system, Digital: With complete accessories and direct digital dental radiography; CDR wireless sensors system; It should be digital. Suitable for Adult and Pediatrics. Minimum total filtration shall be 2.5 mm Al. Heat capacity shall be ≥20,000 HU. Focal spot size should be 0.6 mm. Constant potential; high-frequency required. Automatic Exposure Control (AEC) is required which is used to control the length of x-ray exposure. The exposure timer controls the length of the x-ray exposure; typical exposure times are 0.1 to 5 seconds for cephalometric radiography and 5 to 20 seconds for panoramic radiography. Patient selection Switches ( Thin, Normal and Obese). Feather touch keypad and length of exposure cable should be 5 to 6 meters. Ease of operation as all the functions can be selected from the remote control as well as timer. An excellent output of 60 kV to 80 kV, 0mAs to 15 mAs. Exposure time shall be ≤15 sec. Audible and Visual indication of “X-Ray On” (Radiation indications). Source to Image Distance(SID) 400-500 mm. MAGNIFICATION : 1.2-1.5x. Accessories: Laptop with software; Power Supply : 230V ± 6% , 50 Hz ± 1 %; Power cord with 3 round pin top. 2 kVA voltage stabilizer. | Set
| Carbide burr, HP 15NF | Piece
| Carbide burr, HP 21DF | Piece
| Double sided diamond disc, Dia. 19 x 0.15mm | Piece
| Carbide burr, HP 21N | Piece
| Carbide burr, HP 37NF | Piece
| Carbide burr, HP 39NF | Piece
| Carbide burr, HP 3N | Piece
| Carbide burr, HP 7N | Piece
| Precision cut bur SHP, Tungsten carbide, Flame Shaped | Piece
| Flexi-sheet light cure system, Acrylic for special trays | 50/pkt
| Ampoule dispenser | Piece
| Polyether adhesive | Kit
| Precision Bona-ball anchor, Male/female system set | Set
| Precision cut bur, Mill toothing cut, Wound right, Tungsten carbide, Conical, Domed end | Piece
| Carbide burr, HP 1N | Piece
| Root canal sealer, Calcium hydroxide paste, 4g | Tube
| Articulating liquid, Washable, Set of 3 (Varnish red; Varnish white; Thinner) for premature contacts | Piece
| Precision cut bur SHP, Tungsten carbide, Round Top | Piece
| Silicone acrylic burr, Flame shaped, Large, Grit-medium brown | 6/pkt
| Silicone acrylic burr, Flame shaped, Small, Grit-coarse gray | 6/pkt
| Silicone acrylic burr, Flame shaped, Small, Grit-medium Brown | 6/pkt
| Capsule applier, Autoclavable | Piece
| Dental steam cleaner unit: Power Supply : 230V ± 6% , 50 Hz ± 1 %; Power cord with 3 round pin top. | Set
| Silicone acrylic burr, Flame shaped, Large, Grit-fine light-gray | 6/pkt
| Dental plaster model palatal trimmer: With set of 6 burs; Power Supply : 230V ± 6% , 50 Hz ± 1 %; Power cord with 3 round pin top. | Set
| Suction unit, Dental laboratory: For metal powder collection; Noiseless; Power Supply : 230V ± 6 percentage , 50 Hz ± 1 percentage; Power cord with 3 round pin top. | Set
| Sand Blaster Unit, Mini: For 50-100μm sand; Power Supply : 230V ± 6 percentage , 50 Hz ± 1 percentage; Power cord with 3 round pin top. (Standardised Brands: Wilhelrm-Herbst-Str (Bego) or equivalent or higher) | Set
| Precision cut bur SHP, Tungsten carbide, Tapered | Piece
| Precision cut bur, Mill toothing cut, Wound right, Tungsten carbide, Bullet | Piece
| Precision cut bur SHP, Tungsten carbide, Round | Piece
| Tungsten carbide acrylic bur, Cross-cut fissure, Cylindrical, hemispherical end | Piece
| Carbide burr, HP 13B | Piece
| Tungsten carbide burr, High precision milled, Cross toothing cut, Coarse, Spherical (round) 2.1mm | Piece
| Gingival retraction cord with adrenaline, Colour coded Size 2 | Piece
| Dental cement, Temp bond, Non-eugenol | Packet
| Duplicating flask with base for gel duplication | Piece
| Denture relining material, Acrylic | Packet
| Bi-layer collagen membrane: Resorbable for guided tissue and bone regeneration for Endo-prosth surgery | 50/pkt
| Gingival retraction cord with adrenaline, Colour coded Size 3 | Piece
| Cleaner for saliva ejector, Aldehyde-free | 500mL
| Cartridge gun mixing tips | 100/pkt
| Composite kit, 8 syringes | Set
| Ceramic repair kit | Kit
| Drill set, SS, Colour coded, Set of 6 drills | Set
| Core buildup material, Syringe refill | 10g
| Fiber force mesh system kit with complete curing unit | 10/pkt
| Contact point instrument, Molar contact | Piece
| Contact point instrument, Premolar contact | Piece
| Core-build up cement, Light cured; Powder and liquid set | Set
| Crown master forceps | Piece
| Denture investment cleaner | 1L
| Finishing and polishing composite restorations kit | Kit
| Desensitizer solution with dispensing tips | 10mL
| Diamond dresser | Piece
| Diamond polishing paste | 2g
| Diamond studded disc wheel, Mounted | 6/pkt
| Disinfectant spray for impression materials with spray bottle | 200mL
| Disinfectant spray for tray/unit with spray bottle | 200mL
| Dissolving agent for gypsum investments | 1L
| Dry-mouth gel, Geriatric | Packet
| Duplicating gel, Agar | 5kg
| Enamel adjustment kit | Set
| Soft cut cone for porcelain finish | 6/Pkt
| Fine fit checker for crowns/bridges | Set
| Flexodisc set, White fine grain with mandrel | 12/pkt
| Finishing metal strips, Assorted/colour coded | 5/pkt
| Finishing/polishing strip, Assorted | 5/pkt
| Diamond disc, Flexible, dia. 22mm | Piece
| Gingival retraction cord with astringent/Ferric sulphate, Size 1 | Piece
| Gates Glidden drill, Set of 6 | Set
| Gingival retraction cord plain, Colour coded Size 1 | Piece
| Gingival retraction cord plain, Colour coded Size 3 | Piece
| Gingival retraction cord with adrenaline, Colour coded Size 0 | Piece
| Gingival retraction cord with adrenaline, Colour coded Size 1 | Piece
| Gingival retraction cord with astringent/Ferric sulphate, Size 2 | Piece
| Gingival retraction cord with astringent/Ferric sulphate, Size 3 | Piece
| Mounted ceramic polisher, Standard | 6/pkt
| Mounted ceramic polisher, SHP, Standard | 6/pkt
| Retraction system, Gingival gel with 100 nos of dispensing tips | Set
| Denture fit and adjustment wax | Roll
| Preparation and assorted diamond bur set | Set
| Preparation diamond bur, Torpedo round end, Large 16 | Piece
| Preparation diamond bur, Torpedo round end, Large 18 | Piece
| Registration wax, Bite/borders | Piece
| Self adhesive cement | Set
| Casting ring, Non-asbestos, Liner | 20/pkt
| Temporary crown and bridge kit | Kit
| Temporary crown form, Cellulose for anterior teeth, Large | 100/pkt
| Titanium jacket crown post, Assorted 17cm | Set
| Titanium jacket crown post, Assorted 19cm | Set
| Cartridge gun dispenser set, Large | Set
| Gold alloy polishing HP kit | Kit
| Gingival retraction cord, Plain, Colour coded Size 2 | Piece
| Glass ionomer cement set, Radiopaque, High fluoride release capsule with dispenser | Set
| Carborundum point for contouring porcelain, SHP | 6/pkt
| Impression material, Polyvinylsiloxane silicone (Protosil/addition type) Light body | Set
| Glass ionomer luting cement, High-fluoride plus resin reinforced set | Set
| Graphite holder for dental surveyer | Piece
| Graphite marker for dental Surveyer | 10/pkt
| Occlusal indicator wax | Packet
| Grid strengtheners for complete dentures 0.4mm | Set
| Grid strengtheners for complete dentures, Cr/Ni 0.4mm | Set
| Oil for pliers/instruments | Packet
| Polyether impression material, Base-catalyst set, Regular | Set
| High spot indicator | Set
| Inlay wax, Hard, Brown | 20/pkt
| Impression tray, Plastic, Lower full-arch, Large (3-4) Disposable | Piece
| Impression tray, Plastic, Upper full-arch, Large, 14 x 8cm | Piece
| Interproximal brush for bridges, Medium | 50/pkt
| Inlay wax, Medium, Blue | 20/pkt
| Interproximal brush for bridges, Small | 50/pkt
| Monopaque, Shade 110/A1 | Set
| Investing ring with base and cone, Plastic , Large | Piece
| Investing ring with base and cone, Plastic, Medium | Piece
| Isometric root canal post, Titanium, 0.8mm kit | Set
| Isometric root canal post, Titanium, 1.0mm kit | Set
| Luting materiel, Self curing resin with light curing set | Set
| Lining paste set, Light-cured with dispenser gun | Set
| Lip and cheek retractors, 3D Medium | 50/pkt
| Lip and cheek retractors, 3D Regular | 50/pkt
| Matrix solution kit with bitine placement forceps, Tightening device/sniper set | Set
| Glass ionomer luting cement, Powder and liquid set | Set
| Mandrel for separating disc | 10/pkt
| Mandrel, SS HP | 12/pkt
| Model base production kit | Kit
| Mixing pad, Large | 50/pkt
| Mixing pad, Medium 8 x 7cm | 50/pkt
| Mixing tips for dispensing gun | 100/pkt
| Mouth prop rubber base, Adult | Piece
| Modelling clay | 500g
| Modelling instrument set, 2 handles 6 modelling tips | Set
| Monopaque, Shade 210/A3 | Set
| Polysiloxane impression material, Condensation type, Putty | Set
| Mouth prop rubber base, Child | Piece
| Glass ionomer luting cement, Fluoride reinforced set | Set
| Plastic impression partial trays, Lower right, Disposable | 100/pkt
| Strong magnetic attachment system for overdenture | Set
| Plastic impression partial trays, Lower left, Disposable | 100/pkt
| Polysiloxane impression material, Condensation type, Light body with activator | Set
| Magnetic attachment system for over denture | Set
| Polyvinylsiloxane silicone impression material, (Protosil/addition type) Regular | Set
| Pressure indicator paste for complete denture | Set
| Polyvinylsiloxane silicone impression material, (Protosil/addition type) Putty | Set
| Precision parallel attachment, Male/female system set | Set
| Self threading set pin system | Set
| Silicone finishing mini-disc, Super greenie fine finishing | Piece
| Silicone mandrel for cylinder polisher | 10/pkt
| Light-curing, white-shaded fissure sealant set featuring fluoride release | Set
| Pre-polishing linen buff, Siliconized | 4/pkt
| Polysiloxane pressure spot indicator, Base/catalyst set | Set
| Powder and liquid, Acrylic, Cold cure for crown, Shade 2 | Set
| Powder and liquid, Acrylic, Cold cure for crown, Shade 3 | Set
| Powder and liquid, Acrylic, Cold cure for crown, Shade 4 | Set
| Powder and liquid, Acrylic, Cold cure for crown, Shade 5 | Set
| Powder and liquid, Acrylic, Cold cure for crown, Shade 6 | Set
| Powder and liquid, Acrylic, Cold cure for crown, Shade 7 | Set
| Resin set, Acrylic, Self-curing, General purpose | Set
| Self retaining, Amalgam with pilot-drills pin kit | Set
| Preformed wax set, Phontics upper and lower posterior with upper and lower anterior | 10/Pkt
| Clasp preformed wax, Canine | 10/Pkt
| Self retaining pouch, Sterilizing, Width 2cm | Set
| Bar clasp preformed wax, Bony hard I | 10/Pkt
| Beading soft wax stick, White | 50/Pkt
| Repair kit, Ceramic | Set
| Polishing paste, Aluminium oxide | Set
| Clasp preformed wax, Molar | 10/Pkt
| Diamond impregnated polisher | Set
| Diamond impregnated polish wax for porcelain | Set
| Fiber reinforced post system, Assorted sizes | Set
| High lustre for precious/non-precious alloys polishing paste | Set
| Pattern mesh preformed wax, Diamond shape | 10/Pkt
| Pattern mesh preformed wax, Round type | 10/Pkt
| Pattern shape preformed wax | 10/Pkt
| Plaster and acrylic shaft cutter 1.35mm | Piece
| Plaster remover solution with dispensing transparent jar | 2L
| Pleated buff flannel wheel nettle cloth 20mm | Piece
| Polishing kit, Acrylic | Set
| Precision roach attachment I, Male/female set | Set
| Preformed wax, Pontics 4-units, Lower left posterior | 10/Pkt
| Preformed wax, Pontics 4-units, Lower right posterior | 10/Pkt
| Preformed wax, Pontics 4-units, Upper anterior | 10/Pkt
| Preformed wax, Pontics 4-units, Upper left posterior | 10/Pkt
| Preformed wax, Pontics 4-units, Upper right posterior | 10/Pkt
| Silicone polishing wheel, Medium grit, Green, Small | Piece
| Rubber dam, Blue | 50/Pkt
| Rubber for non-precious alloys polisher, A disc | Set
| Rubber for non-precious alloys polisher, B discoid | Set
| Rubber for non-precious alloys polisher, C cylinder | Set
| Self-curing resin for customized trays and base plates | Set
| Self-etching resin luting cement | Set
| Silicone polisher porcelain adjust polishing kit | Kit
| Self retaining pouch, Sterilizing, Width 4cm | Set
| Self threading pin system, Max pin set | Set
| Shim stock 8 µm | 50/Pkt
| Soft liner/tissue conditioner | 100g
| Silicone polishing wheel, Medium grit, Brown | Piece
| Silicone polishing cone, Medium grit, Green, Small | Piece
| Silicone polishing wheel, Fine grit, Green, Small | Piece
| Thermal blockout instrument | Packet
| Silicone soft relining system with dispensing gun and 100 mixing tips | Set
| Polishing kit, Amalgam | Packet
| Stand for plier 13cm | Piece
| Temporary readymade crowns set, SS | Set
| Tin foil 0.5mm | Packet
| Cloth polishing buff, SHP mounted | 12/Pkt
| Pressure indicator paste remover | Set
| Resin polish kit, Acrylic , Self cure | Kit
| Alcohol torch, Plastic | Piece
| Arti-Fol forceps, Flexible | Piece
| Reflection mirror, Intra-oral, Rhodium plated glass | Piece
| Upper crown remover, Ceramic with two pairs inserts | Piece
| Wheel, Chip-less, Unmounted for porcelain | 12/pkt
| Mini cut hand saw with model table and 12 blades | Set
| Contact point marker | Piece
| Conventional crown and bridge remover | Set
| Crown opener apricorone | Piece
| Crown opener, Bergh | Piece
| Crown opener set, Universal | Set
| Crown slitter, Montfort | Piece
| Spoon excavator, Endodontic, Oval, Double ended, Small 17W | Piece
| Face bow set, Ear piece type, Spring bow | Set
| Cheek retractor, Flexible, Double ended, Self-retaining, Plastic, Small (Paedo) | Piece
| Silicone tray adhesive, Universal | Kit
| Full demineralisation cartridge with 2 inserts and ring spanner for Triton SL steam cleaner | Set
| Gingival cord packer, Flat, Double ended, Medium | Piece
| Gingival cord packer, Serrated round, Double ended, Medium | Piece
| Heating plate | Piece
| Implant system set with accessories/straight/angle/UCLS abutments, analogs and drill system | Set
| Gingival cord packer, Flat, Double ended, Small | Piece
| Impression syringe (Metal) kit with 12 pieces plastic nozzle and brush | Set
| Investment casting ring with base, Metal, Large | Piece
| Investment casting ring with base, Metal, Medium | Piece
| Investment casting ring with base, Metal, Small | Piece
| Investment ring with base, Plastic, Large | Piece
| Investment ring with base, Plastic, Small | Piece
| Plain forceps, Serrated for holding firing tray | Piece
| Investment ring with base, Plastic, Medium | Piece
| Carving wax-blocks, Ivory White | 50/pkt
| Jacket grip tweezer for crowns | Piece
| Magnetic bur holder, Standard, Set of 3 | Set
| Magnifying glasses with fold back lenses | Piece
| Model forceps removing from investment | Piece
| Model waxing up set | Set
| Modelling wax instrument set with 2 accessory tips | Set
| Plaster remover decasting forceps | Piece
| Spoon excavator, Endodontic, Oval, Double ended, Large 19W | Piece
| Silicone mixing bowl, Flexible, Large, for Acrylic mixing | Piece
| Porcelain veneer kit | Kit
| Crown remover, Provisional, Universal with two pairs inserts and adhesive | Piece
| Instrument kit, Ceramic | Set
| Silicone mixing bowl, Flexible, Small, for acrylic mixing | Piece
| Upper/lower set duplicator, Hooplers | Set
| Silicone rubber model base set, Medium | Set
| Silicone rubber model base set, Large | Set
| Silicone rubber model base set, Small | Set
| Soft cut wheel for porcelain finish | 6/Pkt
| Cheek retractor, Flexible, Double ended, Self-retaining, Plastic, Adult | Piece
| Silicone mixing bowl, Flexible, Medium, for acrylic mixing | Piece
| Transparent grinding box with magnifying glass | Piece
| Triple trays for crown and bridge, Anterior, Disposable | Set
| Triple trays for crown and bridge, Posterior, Disposable | Set
| Ultrasonic condensing unit for porcelain build-up | Piece
| Undercut gauges for dental surveyer set | 4/pkt
| Unmounted heatless stone wheel for porcelain | 12/pkt
| Silver solder coil, Universal, Cadmium free | Set
| Crown contouring forceps, Gorden | Piece
| Dowel pin C for pindex system (319-403) | 1000/pkt
| Dual pin with metal core | 1000/pkt
| Blow off nozzle with in-built valve and 2 screw clamp set | Piece
| Die stone, Type IV | Packet
| Carbon graphite insert for crucible for casting alloys | 12/pkt
| Crown contouring forceps, Reynolds | Piece
| Crown contouring forceps, Johnson | Piece
| Crown contouring forceps, Triplex | Piece
| Crown scissors, Curved | Piece
| Crown scissors, Straight | Piece
| Die surface hardener solution | 125mL
| Wax carving tool set | Set
| Diamond bur, Sintered A SHP (137-820) | Piece
| Diamond bur, Sintered D SHP (137-823) | Piece
| Diamond bur, Sintered C SHP (137-822) | Piece
| Diamond bur, Sintered E SHP (137-824) | Piece
| Diamond bur, Sintered G SHP (137-826) | Piece
| Diamond bur, Sintered F SHP (137-825) | Piece
| Diamond bur, Sintered H SHP (137-827) | Piece
| Diamond bur, Sintered I SHP (137-828) | Piece
| Diamond bur, Sintered J SHP (137-829) | Piece
| Diamond bur, Sintered K SHP (137-830) | Piece
| Dowel pin B for pindex system (319-402) | 1000/pkt
| Die surface hardener and thinner solution | 125mL
| Investment liquid, Carrara/Elephant | L
| Interproximal periodontal file, Small curved, SS | Piece
| Gold coloured alloy, Japanese technique | 50g
| Gold die spacer with thinner | 25mL
| Hard dental stone, Snow white | 1Kg
| Partial impression tray, Perforated, Lower posterior, SS, Adult | Piece
| Interproximal periodontal file, Small straight, SS | Piece
| Interproximal periodontal file, Sugarman, Medium curved, SS | Piece
| Interproximal periodontal file, Sugarman, Medium straight, SS | Piece
| Elastomer syringe kit, Green with 10 tips and brush | Set
| Investment liquid, Crutavest | L
| Investment Liquid, Phospahte bonded refractory stone | L
| Partial impression tray, Perforated, Lower anterior SS, Adult | Piece
| Jacket grip tip | 2/pkt
| Mounted cotton buff wheel for SHP, Small | 12/pkt
| Partial impression tray, Perforated, Upper anterior SS, Adult | Piece
| Mounted leather buff for SHP | 12/pkt
| Partial impression tray, Perforated, Upper Left posterior SS, Adult, | Piece
| Telescopic crown plier | Piece
| Wax spatula suet, Add on technique | 3 pcs /pkt
| Waxing up instrument set, Light pattern | 5 pcs /set
| Pliers for removing temporary FPDs with 20 rubber pads and accessories | Set
| Solder stand set: 1 plate; 15 posts; 5S, 5L | Set
| Pressure hose assembly with valve connectors for polyclav, 2m and 2 piece screw clamps | Set
| Pressure hose standard for compressed air for blow off nozzle, 10m with 4 clamps | Set
| Silver die spacer with thinner | 25mL
| Stain mixing tray for Porcelain | Piece
| Spray bottle, Plastic | Piece
| Table clamp with mounted magnifying glass, 10x | Piece
| Carbide drill for pindex system | Packet
| Telescopic crown tip plier set | Set
| Tweezer, Miller, Straight for articulating paper | Piece
| Diamond bur, Sintered B SHP (137-821) | Piece
| Tooth cabinet, Plastic with 6 drawers | Set
| Wax sheet, Medium veined, Pattern 0.40mm | Packet
| Porcelain margin A2 | 20gm
| Carbon deoxidizing/cleaning for porcelain furnace | 10/pkt
| Cast partial non-precious metal alloy, CoCr | 1kg
| Caustic agent for removing porcelain/oxides | 1L
| Etching gel, Ceramic, Hydroflouric acid 5% (6mL) with 30 applicators | Set
| Dentine shade, Porcelain A1 | 50gm
| Dentine shade, Porcelain A2 | 50gm
| Dentine shade, Porcelain A3 | 50gm
| Dentine shade, Porcelain A3.5 | 50gm
| Dentine shade, Porcelain A4 | 50gm
| Dentine shade, Porcelain B1 | 50gm
| Dentine shade, Porcelain B2 | 50g
| Dentine shade, Porcelain B3 | 50g
| Dentine shade, Porcelain B4 | 50g
| Dentine shade, Porcelain C1 | 50g
| Dentine shade, Porcelain C2 | 50g
| Dentine shade, Porcelain C3 | 50g
| Dentine shade, Porcelain C4 | 50g
| Enamel shades, Porcelain EN1 | 50g
| Enamel shades, Porcelain EN2 | 50g
| Enamel shades, Porcelain EN3 | 50g
| Film wetting agent | 200mL
| Firing tray with 20 porcelain supports | Set
| Firing tray with support accessories | Set
| Geoclassic carving wax, Beige opaque | 75gm
| Geoclassic carving wax, Blue transparent | 75gm
| Geoclassic carving wax, Mint transparent | 75gm
| Geoclassic carving wax, Pink | 75gm
| Long Pin with Sleeve 16mm for pindex system, PX112 | 1000/pkt
| Investment refractory stone powder, Crutavest | 4.5kg
| Porcelain bonding metal ingot, Casting | 500gm
| Spacer wax sheet 0.30mm | Packet
| Plastic pin for direct post core techniques for impressions | 50/pkt
| Melting crucible | 12/pkt
| Melting crucible with graphite insert | 12/pkt
| Investment refractory stone powder, Carrara/Elephant | 150g
| Casting ring, Metal with base plate no. 9 | Set
| Hand saw blade 0.18mm | 12/pkt
| Die lubricant | 200mL
| Wax wetting agent/spray | 120mL
| Wax sprue wire, Size 4mm | 250g
| Wax sprue wire, Size 2.0mm | 250g
| Vintage porcelain metal bonded shade system | Piece
| Polisher disc, Rubber | 100/pkt
| Saw blade, 0.25mm | 13/pkt
| Porcelain glazing liquid | 50mL
| Porcelain bonding metal ingot, SLM | 1kg
| Liners for metal casting ring 25m | Roll
| Porcelain glazing, Powder and liquid set | Set
| Porcelain Margin | 20g
| Porcelain margin A3 | 20gm
| Porcelain margin B2 | 20gm
| Porcelain mixing palette | Piece
| Porcelain separation blade with handle | Piece
| RPD non-precious metal alloy, Vitallium/Wironium Plus/Wisil CoCr | 1kg
| Casting ring, Metal with base plate no. 3 | Set
| Universal liquid for investment | L
| Universal silky phosphate bonded investment, Powder for PFM-alloys Nonprecious alloys | 400g/pkts
| Spherical handle for plugger/condensers set, Sizes 1, 2, 3 | Piece
| Casting ring, Metal with base plate no. 6 | Set
| LFC precious Alloy, Yellow colour | 1gm
| Wax sprue wire, Size 3.5mm | 250g
| Varnish die spacer, Red | 15mL
| Ceramic porcelain and opaque dissolving liquid | 5L
| Isovera separating liquid for porcelain work | 100mL
| Small press ingots (HO & MO) shades A-D | Packet
| Shoulder materials with cervical fluorescence set, A-D | Set
| Zir-Press ingots, Large (HO & MO) Shades A-D | Packet
| All ceramic finishing kit | Set
| Carbide burr, Crown cutter, Straight fissure 8G | Piece
| Alox Plunger, Small and Large set, Disposable | 50/pkt
| Staining kit, Ceramic | Set
| Ceram Zirliner kit | Set
| Chromoscope shade guide | Piece
| Porcelain modelling liquid | 250mL
| Die spacer varnish with thinner set | 25mL
| Silicone gingiva retraction set without cords | 10/pkt
| Basic Dentin Shades Set, All ceramics | Set
| Pre-impregnated glass fibres, Crown and bridge 1.5mm | Packet
| Investment Material, All Ceramics P/L set | 10kg
| Silane coupling agent, bond with 30 applicators | Set
| Liquid for removing reaction layer | 1L
| Shade guide, Micro-bond | Piece
| Vintage T-glass, Transparent | Piece
| Vintage stain kit | Set
| Vintage opaque | Piece
| Vintage opal porcelain, Enamel system | Set
| Vintage modelling liquid | 50mL
| ZIrCAD ingots (HO & MO) Shades, A-D | Packet
| Porcelain opaque liquid | 250mL
| Porcelain wash opaque shade | 50gm
| Porcelain opaque shade A1 | 50g
| Porcelain opaque shade A2 | 50g
| Porcelain opaque shade A3 | 50g
| Porcelain opaque shade A3.5 | 50g
| Porcelain opaque shade A4 | 50g
| Porcelain opaque shade B1 | 50g
| Porcelain opaque shade B2 | 50g
| Porcelain opaque shade B3 | 50g
| Porcelain opaque shade B4 | 50g
| Porcelain opaque shade C1 | 50g
| Porcelain opaque shade C2 | 50g
| Porcelain opaque shade C4 | 50g
| Porcelain shade guide | Set
| Porcelain staining kit | Set
| Porcelain staining Liquid | 50mL
| Porcelain standard set | Set
| Low fusing set porcelain material, Micro-bond | Set
| Silicone investment ring with base and ring gauze, Large | Set
| Silicone investment ring with base and ring gauze, Small | Set
| Veneer System Set, Direct Composite | Set
| Tooth guide 3D master with bleached shade dental guide | Set
| Translucent shade, T1 | Piece
| Translucent shade, T2 | Piece
| Translucent shade, T3 | Piece
| Final shade modification paste set (5 dentin and 2 incisal shades) | Set
| Pre-impregnated glass fibres, Post and core system 1.5mm | Packet
| Porcelain opaque dentine shade | 50g
| All polishing kit | Set
| Alox Plunger | 2/Pkt
| Precision cut bur SHP, Tungsten carbide, Straight Fissure | Piece
Consumables
Equipment
Instruments
Consumables, Crown bridge metal alloy works
Consumables, Porcelain ceramic work
| Composite enhance polishing kit | Kit
Consumables, All ceramic
Consumables, e.Max Press
| e.max Press Ingots, Large (HO) Shades A | 5/Pkt
| ZirPress Ingots, Large (LT) Shades A | 5/Pkt
| Non-precious Procelien Fused to Metal (PFM) Alloy | 1kg
| Crown bridge preparation kit, Goldstain | Kit
| Finishing daimond burs, fine Grit football | Piece
| Finishing daimond burs, extra fine Grit football | Piece
| Dowel pin A for pindex system (319-401) | 1000/Pkt
| Dowel pin D for pindex system (319-405) | 1000/pkt
| Long Pin with Sleeve 20mm for pindex system, PX114 | 1000/pkt
| Composite, Assorted Shades for dentin, Enamel/Translucency Set | Packet
| Gingival Retraction Cord Set with dispenser and syringe, 50 tips/pkt | Packet
| e.Max Press Ingots, Small, (HO) Shades A | 5/Pkt
| e.Max Press Ingots, Small, (MO) Shades A | 5/Pkt
| e.Max Press Ingots, Small, (LO) Shades A | 5/Pkt
| e.Max Press Ingots, Small, (HT) Shades A | 5/Pkt
| e.Max Press Ingots, Small, (MT) Shades A | 5/Pkt
| ZirPress Ingots, Small, (MO) Shades A | 5/Pkt
| ZirPress Ingots, Small, (LO) Shades A | 5/Pkt
| ZirPress Ingots, Small, (HT) Shades A | 5/Pkt
| ZirPress Ingots, Small, (HO) Shades A | 5/Pkt
| e.Max Press Ingots, Small, (LT) Shades A | 5/Pkt
| ZirPress Ingots, Small, (MT) Shades A | 5/Pkt
| ZirPress Ingots, Small, (LT) Shades A | 5/Pkt
| Die stone, Type IV, 5kg/pkt | Packet
| Abrasive sand blast powder, Aluminium oxide 100µm | 10kg
| Articulating film, Ultra-thin (8µm) with Miller forceps | Set
| Articulator: Adjustments: protrusive angle: 0-60°; Immediate side shift: 0-4mm; Progressive side shift: 5-15°; Removable upper member; Retaining springs hold members together without being locked in centric; Positive centric latch; Min,110mm intercondylar distance; Rear wall posterior inclination of 25°; Straight top wall; with 10 disposable mounting plates, and carrying case | Set
| Dental Pindex System: Laser guided; Power Supply : 230V ± 6 percentage , 50 Hz ± 1 percentage; Power cord with 3 round pin top. (Standardised Brands: Bego and Renfert or equivalent or higher) | Set
| Finishing daimond burs, fine Grit Long (8.8mm) | Piece
| Finishing daimond burs, extra fine Grit Long (8.8mm) | Piece
| Lab Carbide burr, SHP,HP 21N | Piece
| Lab Carbide burr SHP, HP 37N | Piece
| Full metal crown alloy, Non-precious | 1Kg
| Soft tissue trimmer bur, FG, Length 8mm, Diameter 1.6mm | Piece
| Articulating paper, Horse shoe, 40µm | 12 book/12 sheets
| Interproximal brush for bridges, 20/pkt | 20/pkt
| Polysiloxane impression Material, Condensation Type, Putty, base & catalyst set | Set
| Wax heater, Dental: Power Supply : 230V ± 6 percentage , 50 Hz ± 1 percentage; Power cord with 3 round pin top. | Set
| Gingival retraction cord with astringent/Ferric AlCl2, Size 0 | Piece
| Composite spiral finishing and polishing wheels | Piece
| Impression material, Polyvinylsiloxane silicone (Protosil/addition type) Light body, base & catalyst set | Set
| Polyvinylsiloxane silicone impression material, (Protosil/addition type) Regular, base & catalyst set | Set
| Polyvinylsiloxane silicone impression material, (Protosil/addition type) Putty, base & catalyst set | Set
| Precision cut bur SHP, Tungsten Carbide, Flame Shaped, No. 123-582-00 | Piece
| Precision cut bur SHP, Tungsten Carbide, Round Top, No. 123-583-00 | Piece
| Precision cut bur SHP, Tungsten Carbide, tapered, No. 123-598-00 | Piece
| Gingival tissue mask kit | Piece
| Precision cut bur SHP, Tungsten Carbide, Straight fissure,No. 123-597-00 | Piece
| Carbide burr, HP 13N | Piece
| Carbide burr, HP 14NF | Piece
| Precision cut bur SHP, Tungsten Carbide, Round, No. 123-584-00 | Piece
| Etching solution, Orthophosphoric acid 37%, 5mL | Bottle
| Universal liquid for investment | 1L
| Model table for cast | Packet
| Model spray hardener | 300mL
| Crown bridge preparation kit | Packet
| All ceramic preparation kit | Set
| Sprue triangle with reservoir preformed wax | Set
| Sprue round with reservoir preformed wax | Set
| All-ceramic polishing kit | Set
| Investment Liquid, for refractory stone powder | 1L
| Investment refractory stone powder | 150g
| Investment refractory stone powder | 400g
| Abrasive sand blast powder, Aluminium oxide 50µm | 10kg
| Tweezer, Miller, Bent for articulating paper | Piece
| Mini cut hand saw with model table and 12 blades, .007" (.18mm), (Pindex system handsaw, PX200) | Set
| Abrasive sand blast powder, Aluminium oxide 150/200µm | 10kg
| Diamond studded separating disc, Dia. 19 x 0.15mm | Piece
| Fox Plane, Plastic | Piece
| Separating agent for wax patterns | 120mL
| Articulator, Arcon type, Semi-adjustable: Adjustable bennett: 0-30°; Adjustable condylar guidance: -20 to +60°; Adjustable incisal guide; Orbitale indicator; Dual end incisal pin; 2 pairs of metal mounting plates, Technique manual; With flat anterior table (Plastic), Broadrick plane analyzer, Adjustable incisal pin | Set
| Porcelain opaque shade C3 | 50g
| Elite luting cement, Zinc phosphate, Powder/liquid set | Set
| Chromameter unit: Power Supply : 230V ± 6% , 50 Hz ± 1 %; Power cord with 3 round pin top. | Set
| Zir-Press ingots, Small (HO & MO) Shades A-D | Packet
| Polishing paste/wax, Acrylic | Set
| Gingival retraction cord plain, Colour coded Size 0 | Piece
| Bur Silicone acrylic, Large, flame shaped, Shofu- HP/0428- Grit-Fine Light-Gray | 6pcs/ pkt
| Pre-impregnated glass fibres, Periodontal 1.5mm | Packet
| Cloth polishing buff SHP mounted,Denta, 181-100-01 | Piece
| Silicone polishing Cone, Green, fine grit, Small | Packet/set
| Tungsten carbide, Precision-cut Bur SHP, Dentaurum no. 123-598-00 | Piece
| Tungsten carbide, Precision-cut Bur SHP, Dentaurum no. 123-582-00 | Piece
| Bur Silicone acrylic, Large, flame shaped, Shofu- HP/0426-6/Pcs, Grit-Course-Gray | Packet/set
| Elastomer dispensing Syringe with tips and accessories | Set
| Tungsten carbide, Precision-cut Bur SHP, Dentaurum no. 123-583-00 | Piece
| Tungsten carbide, Precision-cut Bur SHP, Dentaurum no. 123-584-00 | Piece
| Silicone-Rubber Model Base former U/L set (Small) | Set
| Casting Unit, Heavy duty: With inbuilt cooling system with outlet; With complete accessories and compatible for casting gold alloys, nonprecious and titanium alloys; Stabilizer (1KV); Power Supply : 230V ± 6% , 50 Hz ± 1 %; Power cord with 3 round pin top. | Set
| Fine veined wax sheet, Pattern 0.35mm | Packet
| Air gun with valve for compressed air and air hose (10m) and connection clamps | Piece
| Diamond impregnated polisher felt, Micro-fine for ceramic | 10/pkt
| Gold polishing kit: 3 Brownies, 3 Greenies 3 Supergreenies, Plastic holder, Hand piece and Contra-angle kits | Set
| Lab Carbide burr, SHP,HP 3N | Piece
| Basic duplicating Silicone set, with economy flask and stabilization insert | Set
| Cristobalite investment material, Gypsum bonded for Gold alloy, Powder/liquid set, 5kg/500mL | Set
| Lab Carbide burr, SHP,HP 39NF | Piece
| Lab Carbide burr, SHP, HP 8NC | Piece
| Dental wax up unit: With dual channels and digital display; Power Supply : 230V ± 6% , 50 Hz ± 1 %; Power cord with 3 round pin top. | Set
| Lab Carbide burr, SHP, HP 7N | Piece
| Wax sprue wire, Size 2.5mm | 250g
| Spectrophotometer, digital for precise, fast and reliable shade determination of natural teeth and ceramic restorations | Set
| Porcelain wash opaque shade A | 50gm
| Lab Carbide bur SHP, HP 7NF | Piece
| Lab Carbide burr, SHP, HP 13N | Piece
| Lathe polishing machine, Heavy duty: (Bench top): RPM speed range: upto 3000; With inbuilt vacuum suction system; Double hoods; Light system; Protective panel safety measures (eye shield); Speed regulator; Power Supply : 230V ± 6% , 50 Hz ± 1 %; Power cord with 3 round pin top. (Standardised Brands: Austenal Medizintechnik "or equivalent or higher) | Set
| Lathe polishing machine, Heavy duty: (Bench top): With inbuilt vacuum suction system; Light system; Protective panel safety measures; Speed regulator;Power Supply : 230V ± 6% , 50 Hz ± 1 %; Power cord with 3 round pin top. (Standardised Brands: Austenal Medizintechnik or equivalent or higher) | Set
| Foil spacer, Polyethylene 25µm, 95 x 95mm | Piece
| Self sealing plastic bag, Disposable 6inch and 8inch jar for disinfection/packaging of impressions | 100/pkt
| Wax sprue wire, Size 3mm | 250g
| Silicone polishing cone, Fine grit, Green, Small | Piece
| Porcelain opaque Dentine shade, A1 | 50g
| Lab Carbide burr, SHP,HP 15NF | Piece
| Lab Carbide burr, SHP,HP 1N | Piece
| Mini-kit (V shades) ceramic set | Set
| Partial impression tray, Perforated, Upper right posterior SS, Adult | Piece
| Casting ring, Metal with base plate no. 1 | Set
| One-step finisher and polisher set: Aluminum oxide polishers mounted on sturdy plastic mandrels; Disposable and individually wrapped | Set
| Wax caliper | Piece
| Water resistant bibs, Disposable | 100/pkt
| Vintage porcelain set | Set
| Vintage porcelain margin powder set | Set
| Vintage opaque liquid | 50mL
| Furnace, All ceramic press: With software; Sagger tray; Automatic temperature checking set 1 (complete); Investment ring cooling grid; Vacuum hose; Firing tray; Card reader incl.power pack; 3 program memory cards; Firing plate (slit); Power Supply : 230V ± 6% , 50 Hz ± 1 %; Power cord with 3 round pin top. 2 kVA voltage stabilizer. | Set
| Lab Carbide burr, SHP, HP 13B | Piece
| Lab Carbide burr, SHP,HP 14NF | Piece
| Furnace, Porcelain: (Bench top): With vacuum-firing; Digital and programmable; With stabilizer (1KV); Power Supply : 230V ± 6% , 50 Hz ± 1 %; Power cord with 3 round pin top. (Standardised Brands: Jelrus and Vita or equivalent or higher) | Set
| Furnance, Burn-out: Bench top: Heavy duty, programmable and temperature display; Power Supply : 230V ± 6% , 50 Hz ± 1 %; Power cord with 3 round pin top. | Set
| Mixer unit with mixing blades: 2 bowls for mixing investment material; Power supply: AC 220-240V, 50Hz; Power cord with 3 round pin top | Set
| Carbide burr, HP 8NC | Piece
| Polishing unit, Electrolyte: Power Supply : 230V ± 6 percentage , 50 Hz ± 1 percentage; Power cord with 3 round pin top. | Set
| Optra-Gate medium, Box of 5o, Ivoclar | 50/kt
| Bur Silicone acrylic, Large, flame shaped, Shofu- HP/0427- Grit-Medium Brown | 6pcs/ pkt
| Dental plaster cutting unit, model splitting: 6000RPM; With adjustable model holder and extra 10 split saw-wheels; Power Supply : 230V ± 6% , 50 Hz ± 1 %; Power cord with 3 round pin top. | Set
| Bur Silicone acrylic, Large, flame shaped, Shofu- HP/0427-6/Pcs, Grit-Medium Brown | Packet/set
| Optra-Dam clamp-free rubber dam. Blue, Box of 5o, Ivoclar | 50sheets/ Pkt
| Temporary ST. steel 3M , readymade crowns, standard set/pkt, 3M/Bosworth | Set
| Silicone polishing Cone, Green medium grit, Small | Packet/set
| Tungsten carbide, Precision-cut Bur SHP, Dentaurum no. 123-597-00 | Piece
| Bur Silicone acrylic, Large, flame shaped, Shofu- HP/0428-6/Pcs, Grit-Fine Light-Gray | Packet/set
| Dental polymet pressure polymerization unit: Capacity 7L, Temperature range: upto 100 ℃; Pressure range: 0-6 bar Time: 0-120 mins. Accessories: Pressure reducer; drain tap, drain hose, insert proforated plate, swivel handle for lid and grease for sealing. Power Supply : 230V ± 6% , 50 Hz ± 1 %; Power cord with 3 round pin top. | Set
| Bur Silicone acrylic small, flame shaped. Shofu- HP/0423-6/Pcs, Grit-Course-Gray | Packet/set
| Air cutter, Complete set with hand pieces; 4 hand piece tips, Hose and clamps; Power supply 220-240V; Power cord with 3 round pin top | Set
| Furnace, All ceramic: Base with electronic controls; Furnace head with firing chamber; Cooling tray; Firing table; Hose for vacuum pump; With stabilizer (1KV); Power Supply : 230V ± 6% , 50 Hz ± 1 %; Power cord with 3 round pin top. (Standardised Brands: Ivoclar Vivadent or equivalent or higher) | Set
| Casting unit, Bench top: With inbuilt cooling system; With stabilizer (1KV); Power Supply : 230V ± 6% , 50 Hz ± 1 %; Power cord with 3 round pin top. (Standardised Brands: Dentaurum and Krupp Medizintechnik or equivalent or higher) | Set
| Dental CAD/CAM system: Laboratory; Compatible with IPS e.max CAD, with complete set of consumable items for both anterior and posteriors with set A1-A3.5; Power Supply : 230V ± 6% , 50 Hz ± 1 %; Power cord with 3 round pin top. | Set
| IOPA x-ray imaging system, Digital: With complete accessories and direct digital dental radiography; CDR wireless sensors system; It should be digital. Suitable for Adult and Pediatrics. Minimum total filtration shall be 2.5 mm Al. Heat capacity shall be ≥20,000 HU. Focal spot size should be 0.6 mm. Constant potential; high-frequency required. Automatic Exposure Control (AEC) is required which is used to control the length of x-ray exposure. The exposure timer controls the length of the xray exposure; typical exposure times are 0.1 to 5 seconds for cephalometric radiography and 5 to 20 seconds for panoramic radiography. Patient selection Switches ( Thin, Normal and Obese).Feather touch keypad and length of exposure cable should be 5 to 6 meters. Ease of operation as all the functions can be selected from the remote control as well as timer.An excellent output of 60 kV to 80 kV, 0mAs to 15 mAs. Exposure time shall be ≤15 sec.Audible and Visual indication of “X-Ray On” (Radiation indications). Source to Image Distance(SID) 400-500 mm. MAGNIFICATION : 1.2-1.5x Accessories: Laptop with software; Power Supply : 230V ± 6% , 50 Hz ± 1 %; Power cord with 3 round pin top. Should provide compatible voltage stabilizer (Built in/External). | Set
| Silicone rubber cup, Large, Assorted sizes, Set of 3 | Set
| Articulator, Hanau H2 with 6 pairs of mounting rings | Piece
| Air cleaner unit, Dental Laboratory: With regulator; Power supply 220-240V, 50Hz; Power cord with 3 round pin top | Set
| Hot water unit, Wall mount: For dewaxing; with temperature regulator and connection hose; Power supply: AC 220-240V, 50Hz; Power cord with 3 round pin top | Set
| Dental surveyor, Tabletop with accessories; Power supply 220-240V; Power cord with 3 round pin top | Set
| Mini-furnace, Porcelain glazing (Bench top) with vacuum-firing; Programmable; Power supply: AC 220-240V, 50Hz; Power cord with 3 round pin top | Set
| Dental implant system with all abutment/analogs: UCLs systems; Drill machine set; Power supply: AC 220-240V, 50Hz; Power cord with 3 round pin top | Set
| Lab Carbide burr, SHP,HP 21DF | Piece
| Investment Liquid, for refractory stone powder | L
| Casting ring, Metal with base plate, Medium | Set
| Casting ring, Metal with base plate, small | Set
| e.Max Press Ingots, Large (LO) Shades A | 5/Pkt
| Dental cement, Temp bond, Eugenol | Packet
| BioActive Restorative material with dispensing Gun/syringe and 100 tips | Packet
| Bio-Ceramic Sealer for Endo-perforation, paste system set | Packet
| Glass-reinforced Core-build Composite Dentin Shade, Dual-cure system, 5mL syringe with dispenser set | Packet
| Glass-reinforced Core-build Composite Translucent Shade, Dual-cure system, 5mL syringe with dispenser Set | Packet
| Sand Blaster Unit, Standard: For 150-250μm; Power Supply : 230V ± 6 percentage , 50 Hz ± 1 percentage; Power cord with 3 round pin top. | Set
| Separating Discs for ceramics | 100/pkt
| e.Max Press Ingots, Large (MT) Shades A | 5/Pkt
| e.Max Press Ingots, Large (LT) Shades A | 5/Pkt
| ZirPress Ingots, Large (MO) Shades A | 5/Pkt
| e.Max Press Ingots, Large (MO) Shades A | Packet
| e.Max Press Ingots, Large (HT) Shades A | 5/Pkt
| ZirPress Ingots, Large (HO) Shades A | 5/Pkt
| ZirPress Ingots, Large (HT) Shades A | 5/Pkt
| ZirPress Ingots, Large (LO) Shades A | 5/Pkt
| ZirPress Ingots, Large (MT) Shades A | 5/Pkt
Prosthodontic Equipment | Dental-X, New Seal Classic Unit, 220-240V, with sterilizing bag, 8inch, 6inch & 3inch bag rolls. | 1 Unit
| Electronic pulp Vitality tester baterry operated or rechargable, Input voltage 220-230V, Power cord with round 3 pin top. | 1 Unit
| Wall mount Hot water Unit for dewaxing, with Temp. regulator & connection hose, Input voltage 220-230V, Power cord with round 3 pin top. | 1 Unit
| Dental Ney Surveyor, S. table with accessories, complete set, Input voltage 220-230V, Power cord with round 3 pin top. | 1 Unit
| Mini-Pen sand Blaster unit, Topstar Z2/Z3, Power supply: 220V-230V,50Hz, Power cord of round 3 pin plug top. Suitable voltage stabilizer. for 50-100&#956;m). With hand Gloves 2pairs, | 1 Unit
| Standard Sand Blasting Machine, inbuilt light, Power supply: 220V-230V,50Hz, Power cord of round 3 pin plug top. (150-200 &#956;m) | 1 Unit
| Burn-out Furnace, Heavy duty Programmable, Table top, Input voltage 220-230V, Power cord with round 3 pin top. installation, functional testing & demonstration,Power supply: 220V-230V,50Hz, Power cord of round 3 pin plug top. | 1 Unit
| Porcelain firing Furnace with vaccum-firing, Digital/Programmable,complete set, table top, 220-240v,Vita/Shofu + installation, functional testing & demonstration,Power supply: 220V-230V,50Hz, Power cord of round 3 pin plug top. | 1 Unit
| Electric Casting Machine/centrifugal, with inbuilt cooling unit, table top, for base-metal alloys, installation, functional testing, & demonstration,Power supply: 220V-230V,50Hz, Power cord of round 3 pin plug top. | 1 Unit
| Universal 230 autocast,Denturum with complete accessories of 7 items,,complete set for casting gold alloys,nonprecious and titanium alloys,installiotion,demonstration/training to staffs. Power supply: 220V-230V,50Hz, Power cord of round 3 pin plug top. | 1 Unit
| Porcelain Glazing mini-Furnace with vaccum-firing, Programmable, table top, 220-240v.Vita, + installation, functional testing & demonstrationPower supply: 220V-230V,50Hz, Power cord of round 3 pin plug top. | 1 Unit
| Vaccumix Mixyvac-S, table top unit with mixing blades/2bowls for mixing Investment material, Input voltage 220-230V, Power cord with round 3 pin top. | 1 Unit
| Steam Cleaner unit, Table top/wall mount, 220-240v. | Unit
| Vaccumix Mixyvac-T, table top unit with mixing blades/2bowls for mixing Investment material, Power supply: 220V-230V,50Hz, Power cord of round 3 pin plug top. Suitable voltage stabilizer. | 1 Unit
| Undermill Precision unit, Manfredi, Power supply: 220V-230V,50Hz, Power cord of round 3 pin plug top, table top with set of 6Burs. | No
| Precicut Model splitting tech. Unit, 6000 rpm, laser guided. With split saw-wheel, Power supply: 220V-230V,50Hz, Power cord of round 3 pin plug top. Suitable voltage stabilizer. | No
| Air cutter for decasting with complete Handpiece, 4/hand piece tips, Hose & Clamps,Power supply: 220V-230V,50Hz, Power cord of round 3 pin plug top. | Set
| Proptaper Endodontic Micromotor & Handpiece system, complete set with foot control; Power supply 220 - 240V; Power cord with round 3 pin top. | Unit
| Strauman implant system with all abutment/analogs, UCLs systems, Drill machine set complete; Power supply: 220V-230V,50Hz, Power cord of round 3 pin plug top. | Set
| CAD-CAM Inlab Sirona Cerec system compatible with IPS e.max CAD, with complete set of consumable items for both anterior and posteriors with set A1-A3.5; Power supply 220 - 240V; Power cord with round 3 pin top. | Set
| Dental Lab Air cleaner/purifier unit, with regulator; Power supply 220 - 240V; Power cord with round 3 pin top. | Unit
| Electric/digital waxing -Up Unit (Dual-channel/pencil hands); Power supply 220 - 240V; Power cord with round 3 pin top. Suitable voltage stabilizer. | Unit
| Electronic Wax heater (wax bath); Power supply 220 - 240V; Power cord with round 3 pin top. | Unit
| Electropol SL Electrolytic Polishing unit with Electrpol. Power supply 220 - 240V; Power cord with round 3 pin top. | Unit
| IPS Programat P-300 Furnace, vacuum apparatus inclusive, Power supply 220 - 240V; Power cord with round 3 pin top. | Set
| Ivoclar EP-600 Combi Press technique Unit: Complete installed software, Set of Investment Tongs; Power supply 220 - 240V; Power cord with round 3 pin top. | Set
| Nomad FP-0002, 220v intraoral X-Ray system with complete accessories and Direct Digital dental radiography, CDR wireless sensors system, complete installed softwares with mounted laptop. Power supply 220 - 240V; Power cord with round 3 pin top. | No
| Polyclav Polymerization pressure unit: Power supply 220 - 240V; Power cord with round 3 pin top. | Unit
| Heavy duty Polishing Lathe Machine with inbuilt Vaccum suction system, Light system, Protective panel safety measures, with speed regulator, table top, Power supply: 220V-230V,50Hz, Power cord of round 3 pin plug top. | 1 Unit
Prostodontic - Instrument | Silicone-Rubber Model Base former U/L set (Medium) | Set
| Willis gauze for CD for OVD measurement | Piece
| Hoopler duplicator, upper/lower set,for CD | Set
| Hanau Alcohol hand Torch plastic for prostho-lab waxing | Piece
| Silicone-Rubber Model Base former U/L set (Large) | Set

## Dermatology
Category | Item Name | Pack Size
Accessories | Phototherapy replacement tubelight (Philips TL for hand and feet : Broadband UVB, narrow band UVB ,UVA. Power supply: 110-120V, 50HZ or 220v-240v. Compatible with Daavlin M series hand and foot phototherapy unit. | Set
| Phototherapy replacement lamps for Vitiligo and psoriasis: UVA, Narrow Band UVB, and Broadband UVB (Philips TL Low-pressure mercury vapor fluorescent lamps, compact, TL 100 W /10R, PLL 36W/01/4P. Power supply: 230V ± 6% , 50 Hz ± 1%; Power cord with 3 round pin top. | Set
| Erbe Nessy Omega plate (85+23)cm, with cable 4m, Model V10 100C | Piece
| Phototherapy replacement tubelight (Philips TL for hand and feet :UVA, Narrow Band UVB, Broadband UVB. Power supply: 230V ± 6% , 50 Hz ± 1 % ; Power cord with 3 round pin top. Compatible with Daavlin M series hand and foot phototherapy unit. | set
| Phototherapy lamp for full body phototherapy unit, TL 100W/01, length 176 cm. | Set
Consumables | Skin closure adhesive steri-strip:4inchx0.5x0.03inch-10 packs of 6 strip envelope, latex free | piece
| Monopolar and Bipolar cables and pads for electrocautery (Make: ERBE, Model: VIO 100C) | set
| Patch test kit: International standard and cosmetic series, with finn chambers. size: 8mm | set
| Patch test kit: Cosmetic series, with finn chambers | Set
| Punch biopsy, Sterile, Disposable Size 2mm, stainless steel circular ground blade, safety capped. | piece
| Tubular bandage (Tubifast), Two way stretch wet dressing for 10cm green (10 boxes), 1m blue(10 boxes) and 10m yellow(10 boxes) | Piece
| Hydrogel wound dressing sheet, Semi-permeable, Hydrophilic polymer sheets, Gel impregnated dressing | Piece
| Clear dressing, Skin closure: 4 x 0.5 x 0.03inch | Piece
| Monopolar and Bipolar leads and pads for ERBE electrocautery. Compatible with ERBE VIO-100C. | Piece
| Tubular bandage, Two way stretch wet dressing, 10 meters, Red line : 3.5cmX10m (limb cicumference: 8-15 cm), Green line : 5cm X10 m (limb circumference : 10 -25 cm). | piece
| Punch biopsy, Sterile, Disposable Size 3mm, stainless steel circular ground blade, safety capped. | piece
| Punch biopsy, Sterile, Disposable Size 4mm, stainless steel circular ground blade, safety capped. | piece
| Biopsy punch, Sterile, Disposable Size 5mm | Piece
| Biopsy punch, Sterile, Disposable Size 3mm | Piece
| Biopsy punch, Sterile, Disposable Size 4mm | Piece
| Biopsy punch, Sterile, Disposable Size 2mm | Piece
| Patch test kit: International standard series, with finn chambers | Set
| Biopsy punch, Sterile, Disposable Size 7mm | Piece
| Biopsy punch, Sterile, Disposable Size 8mm | Piece
| Biopsy Punch (which is sterile, disposable skin biopsy punches ranging from 5mm to 8mm) | Pkt
| TCA (Trichlor Acitic Acid) with applicator | Jar
| Hydrogel wound dressing sheet:Sterile, Semiocclusive, Hydrophilic and absorptive. Material: Hydrogel (Water and Cross-Linked Polyetheylene Oxide Matrix). Shape: square. Soft, flexible and cushioning over abraded skin. Bacteriostatic and fungistatic. Size: 4x4 inches. | piece
Equipment | Microdermabrasion system: performs three different functions: 1) microdermabrasion (Aluminium oxide crystal and diamond tip), 2)transderm technology (Galvanic current for drug penetration) and 3)red and blue LED therapy. Required power: 230V ± 6% , 50 Hz ± 1 % ; Power cord with 3 round pin top, Vacuum: special imported pump with thermal protector, vacuum adjustment and power flow control | set
| Fume purifying and filtering system: 50dB; Voltage: 11OV/220V; Dimensions: 425(L)x250(W)x480(H)mm; Systemic Flow: 250m3/h; Filtering Efficiency: 0.3μm 99.97%; Weight:15Kg | Set
| Targeted Phototherapy machine for localized treatment: UVA, UVA1, Narrow Band UVB, and Blue Light. Power supply: 230V ± 6% , 50 Hz ± 1 % ; Power cord with 3 round pin top. Size: Height: 21.75”, Width: 9.75”, Depth: 3.5”, Weight: 9 lb. | set
| Dermascopy- Dermlite DL3N: with polarised and non polarised light, 25mm four element lens, 28 high powered LEDs and pigment boost illumination and can be switched between contact and non contact modality. Adapter for attaching to phone or other camera for for digital photography. | Set
| Papoose Boards- Restraint Board with Head immobilizer, Flap extenders and Arm immobilizer: Small size for infants up to 24 months. Includes head and arm straps, Regular size for children ages 2 to 6 years. Includes head and arm straps, Large size for children 6 to 12 years. Includes head and arm straps. Head Immobilizers with Adjustable velcro straps. Foam pads for comfort. Arm immobilizers to firmly secure arms with Velcro arm straps adjust laterally. Extenders with two wide straps, with velcro adjustment, attach to the chest and abdominal flaps. Machine washable. | Set
| Wood Lamp ULTRAVIOLET LIGHT LAMP for analysis of skin and hair: long-wave UVA light (320-450 nm, peak 365 nm)Portable with black cover | Piece
| LASER cooling system for LASER dermatology precedures; Non contact cryo-cooling; 9 level therapy air flow system; Power supply: 230V/50HZ, 230V/ 60HZ | Set
| UV rays protection googles for phototherapy : protection from UVA (315-400 nm) UVB (280-315 nm) | Piece
| Laser Safety Glasses for Q switched laser : Protection from wavelength:200-540nm & 900-1100nm,OD6+@200-540nm & OD5+@900-1100nm | Piece
| Dermatology procedure chair, Electric with adjustable height and compatible for procedure: Adjustable Headrest, Electric Lift Back and Infinite-Lock Foot Section. Top dimension: 26"W x 70"L, base dimension: 18"W x 36"L and electric height: 19" - 34". Lifting capacity: 400lbs. | set
| Phototherapy device: UVA, Narrow Band UVB, Broadband UVB equipped with 12 lamps. Power supply:230V ± 6% , 50 Hz ± 1 % ; Power cord with 3 round pin top. Height: w/ Castors 78”; No Castors 74.5”, Width: Doors Closed 21”; Doors Open 39.5”, Depth: w/ Feet 22.0”; No Feet 6.5”, Weight: w/ Doors 106-129 lbs; No Doors 75 lbs. | set
| IPL Laser machine with different filters: Wavelength: 430/530/560/580/640-1200 nm, Spot size: 15X50mm, energy: 1-50 J/cm2, frequency: 1-10 Hz, Voltage: 230V ± 6% , 50 Hz ± 1 % ; Power cord with 3 round pin top, Continuous crystal contact cooling (-4 to -2 °C), Treatment handle: Standard 15X50mm IPL Handle. | set
| PRP centrifuge machine: Maximum Speed: 4000.00 rpm, Minimum Speed: 1.00 rpm, with saftety lock cover and LCD screen (with speed and time display). Must include test tube (10 - 15 ml). | set
| Iontophoresis (Iontoderma iD - 1000, Idetouch) | Set
| Dermatology procedure chair (Electric with adjustible height and compatible for procedure) | Set
| Liquid Nitrogen spray gun (cryotherapy gun) 300 to 500ml | Piece
| Localised phototherapy machine for hands and feet | Set
| Electrosurgical unit, Radiofrequency: Power setting: 10 steps, Power supply: AC 220-230 V, 50 Hz; Power: 100W Accessories: Hand piece with 1.5 mtr cable, foot pad and 2 cautery sets | set
| Microdermabrasion system | set
| Laser, YAG, Q-Switch Nd: Wavelength: 1064nm; Fluence: 0.9-14J/cm2; Pulse duration: 6 -8 nsec; Pulse characteristic: Top-Hat; Repetition rate: 0.5-5Hz; Spot size: 2, 2.5, 3.5, 4, 5, 6 and 8mm | set
| Targeted Phototherapy machine, for localized treatment, 300-320nm. With liteBrushTM active area and LitespotTM active area. (Daavlin) | set
| Cryotherapy gun, Liquid nitrogen 300 - 500mL: Four brass spray tips with aperture of sizes 0.45mm to 1 mm, plus 20G straight and bent spray; universal type withdrawal tube. (Cortex Technology) | Set
| Laser, Fractional CO2: Output power: Max 60 watt, Wavelength- 10600nm, Automatic mode with Continuous wave, pulse, and ultrapulse | set
| Laser, Pulsed Dye: Wavelength: 585-595nm; Spot size: 3, 5, 7, 10, 12, 3/10, 7Pl, 10PL; Pulse length: 0.45ms; Pulse repetition frequency: 1.5 Hz; Fluence: 40J/cm2 | Set
| Laser, CO2: Wavelength: 1600nm; Laser type: Ultrapulse and CW; Power: 240W; Spot size: minimum 0.12mm, Max. 2mm; Depth of penetration: 2mm/pulse; With fractional capability and excisional capability; Self-contained cooling system; 360 degree rotation arm; Aiming beam: 5mW red diode laser; 630nm with adjustable intensity; Blink: on/off | Set
| Iontophoresis system: With fibre optic control system; Build in rechargeable battery; Variable tension and adjustable voltage from 12 to 24V; Min; Output power: 20mAmp; Accessories: Hand tray, foot tray, metal foot and hand plate, plastic foot and hand grills | Set
| Dermatology procedure chair, Electric with adjustable height and compatible for procedure | Set
| Fume Extractor, Portable: Medical grade | Set
| Fibro Optic (spotlight) for enhancing Leisons in genitals. | Set
| Dermatoscope- Dermlite DL3 or Welsh Allyn | Set
| Fluorescent Pulsed Light (FPL-Plasmalite) and accessories | Set
| Carbon dioxide (CO2) Laser and accessories | Set
| Ultra Violet Ray-A (UVA)-Chamber and accessories | Set
| RF-300 (Radio Frequency) and accessories | Set
Instruments | Forceps, Atomatic tissue, DeBakey, Plain, 6 inches | Piece
| Forceps, Adson brown 3X3 teeth, 2 to 4 inches | Piece
| Retractor, Double Hook, Dimensions ‏ : ‎ 10 x 7 x 1 inches; Weight: 1.5 Ounces. Joseph Skin Double Hook 2mm, 5mm. | piece
| Forceps, Haemostat, Halsted mosquito, Curved 5 inches | Piece
| Forceps, Haemostat, Halsted mosquito, Straight 5 inches | Piece
| Skin Curette 7mm round, stainless steel, length: 14cm, Handle type: Flat-Smooth. | piece
| Needle holder, Serrated, Baby Webster, SS, 3 - 4 inches | Piece
| Needle holder, Serrated, Baumgardner, SS, 5 inches | Piece
| Scissors, Gradle 4 inches: slightly curved, sharp and stainless steel. Dimensions ‏: ‎ 2.54 x 2.54 x 2.54 cm; 453.59 Grams. | piece
| Skin Curette 2mm round, stainless steel, length: 14cm, Handle type: Flat-Smooth. | piece
| Skin Curette 3mm round, stainless steel, length: 14cm, Handle type: Flat-Smooth. | piece
| Skin Curette 4mm round, stainless steel, length: 14cm, Handle type: Flat-Smooth. | piece
| Skin Curette 2mm | Piece
| Scissors, Iris, Straight 11.5cm/4.5 inches | Piece
| Cryo surgery instruments with accessories and liquid nitrogen: (very small liquid nitrogen barrel) Power supply 220-240v, 50Hz. Suitable stabilizer. Power cord with round 3 pin top | Set
| Scissors, Gradle 9.5cm | Piece
| Scissors, Undermining, Baby Metzenbaum 11.5cm | Piece
| Comedone extractor: Length 4.88inch, Needle length 0.59inch, Loop length 0.35inch, Loop diameter 5mm | Set
| Ultrasonic cleaning basin, integrated in a work bench | Piece
| Ultrasonic cleaner with lifting system for trays, with lid | Set
| Skin Curette 3mm | Piece
| Comedo extracter | Piece
| Retractor, Double Hook, Merit Guthrie 5inch | Piece
| Skin Curette 4mm | Piece
| Skin Curette 7mm | Piece
| Instrument automatic washer/disinfectors | Set
| Gradle scissor | Piece
| Ultravoilet Woods lamp set | Set
| Skin hook | Piece

## ENT
Category | Item Name | Pack Size
Audiology Accessories | ABR Amplitrode: compatible with Vivosonic integrity V500 ABR: Nominal gain: 7,600,Frequency band: 30-3000 Hz, Input impedance: 1.5 MΩ at 60Hz,Noise level: 15 nV/root (Hz) at 100 Hz, Common mode rejection ratio:>120 dB at 60 & 50 Hz (>130 dB typical),Electrodes: Snap type, Neuroline 72000-S, NeuroPlus Electrode,A10040, NeuroPlus Electrode A10041. | Piece
| Head phone, Audiometer accessories, Receiver Type: Dynamic, with metal diaphragm, Impedance: TDH-39P - 10 ohms, Frequency Response: 100 Hz to 8000 Hz, Continuous Power Rating: 300 mW at any single frequency in the 100 Hz to 8000 Hz range, Linearity: Linearity for power inputs from 0 to 400 mW, Sensitivity: TDH-39P - 108 dB + 4 dB SPL (reference: 0 dB=20 µPA) Output with 1 mW watt input at 1 KHz, Distortion: Less than 1 percent. 2 converters TDH-39P, headband, 2 ear pads, cable with 2 x 6.3 mm jack-plug. Impedance: 10 Ohm | Set
| Head phone, pure tone Audiometer accessories, Audiometric Earphones TDH-39P with Peltor Exclosures, Converter principle: Dynamic Working principle: Closed, Transmission range: 100 - 8000 Hz, Nominal impedance according to IEC 60268-7: 10 O, Sound pressure level according to IEC 60268-7: 108 dB +4dB SPL, Distortion factor according to IEC 60268-7: less than 1%. ype of coupling to the ear: Overlying the ear. 2 converters TDH-39P, Peltor caps with ear pads and cable with 2 x 6.3 mm jack plugs | Piece
| Hearing aid programing cable, compatible with NOAH link and Hipro 2. | Piece
| ABR Chargeable battery compatible with VIvosonic ABR: AAA size rechargeable battery set of 3. | Set
| ABR Button electrodes (72000-S/25): Snap-on lead, foam electrode, highly conductive wet gel for an instant signal Strong, yet skin-friendly, adhesive, with an offset press-stud for use with snap on leads Oblong shape - makes it ideal for use on the face and legs. Size: 1.18inches x 0.87inches | Packets
| "V500 Systems VivoLink;Sampling rate: 38,400 samples per second (sps) for windows <30ms A/D & D/A resolution: 24 bit, Built-in: 4 snaps for parking Amplitrode, power switch, 3 LED indicators for power level, impedance match and wireless ON, Software notch filters: 50 Hz, 60 Hz, or switched OFF Patient isolation: Radio-frequency, spread-spectrum wireless, RF transmission: hopping, 2,402 to 2,480 MHz, emitted power < 3 dBm, connection range 30 feet (10 meters), Dimensions: L 7.1” (18cm) x W 3.6” (9.1cm) x H 1.2” (3.2cm),Weight: 0.8 lb (363g) with battery pack" | Piece
| ABR Amplitrode: compatible with Vivosonic integrity V500 ABR: Nominal gain: 7,600,Frequency band: 30-3000 Hz, Input impedance: 1.5 MΩ at 60Hz,Noise level: 15 nV/root (Hz) at 100 Hz, Common mode rejection ratio:>120 dB at 60 & 50 Hz (>130 dB typical), Electrodes: Snap type, Neuroline 72000-S, NeuroPlus Electrode,A10040, NeuroPlus Electrode A10041." | Piece
| Battery Pack Kit (A/C Adapter, Charging Cradle, 2 Battery Packs) | Piece
| Bone vibrator for Pure tone audiometer, B71 bone vibrator, Impedance 10 ohms @ 1KHz, Frequency Response: 250-4000 Hz, Max Input Voltage: 20 dB re 1.0mW, Biocompatibility: no biological effects as per ISO 10993-1:2009, Weight: 24g (0.846 oz), Connector: receptacle for Type 31 plug. Bone conduction receiver B71W from RadioEar with transducer, cable and headband. Cable with gold-plated 6.3 mm jack plug. Resistance: 10 Ohm. Headband for B71, B72, B71W, B81 Bone conduction headphones from Radioear. Pads for Headband for B71, B72, B71W, B81 Bone conduction headphones from Radioear, Pads for Headband for B71, B72, B71W, B81 Bone conduction headphones from Radioear. | Set
Audiology Consumables | Hearing aid, Digital programable features, Power, with programing cables with software compatible to NOAH 4.0 and audio shoe, Paediatric | Piece
| Hearing aid, Body worn (Y cord), Moderate, volume control range; 1 to 7. | Piece
| Nupreb cleaning gel | Piece
| Ten20 conduction gel | Packets
| Hearing aid batteries (Size: P13, P675, P312) | Box
| Hearing aid battery tester; compatibe with battery sizes p13, p675, p312, with digital display reading of voltage level | Piece
| Reusable ABR GoldCup Electrodes: 100 cm cable length (40″),10 mm diameter (∅),1.5mm female DIN42802 connector (touchproof ),Color-coded cables (10 colors), Highly flexible wire for easy application, cleaning and disinfection,Ultra low noise wire 10 pcs. | Set
| Conduction gel for ABR | Piece
| Hearing aid, Digital programable features with programing cables with software, Super-power, paediatric Comment created | Piece
| Hearing aid, bone conduction, soft Head band Type, Paediatrics | Piece
| Hearing aid, Behind the ear, Digital programable features with programing cables with software, Super-power, Adult | Piece
| Hearing aid, Behind the ear, Digital programable features with programing cables with software, Ultra-power, Adult | Piece
| Hearing aid, Behind the ear, Receiver in the canal (RIC), Digital programable features with software and programing cables, Super-power, Adult | Piece
| Hearing aid, Digital programable features with programing cables with software, Paediatric | Piece
| Hearing aid, Digital programable features with programing cables with software, Ultra-power, Paediatric | Piece
| Hearing aid, Behind the ear, Digital programable features with programing cables with software, Power, Adult | Piece
| Hearing aid body worn (S-cord) high, Volume control range; 1 to 7, compatible with AAA size battery | Piece
| Hearing aid body worn (S-cord) Moderate, Volume control range; 1 to 7, compatible with AAA size battery | Piece
| Conductive gel, Electrodes for ABR testing | Piece
| Hearing aid, Body worn (Y cord), High, volume control range; 1 to 7, compatible with AAA size battery | Piece
| Dual channel jumper compatible to Labat Epic Plus ABR system | Piece
| Thermal Printing Paper, 10cm width for tympanometer | Roll
| Thermal Printing Paper, 5cm width for OtoRead OAE | Roll
| Hearing aid, Body worn(Y cord), High | Piece
| Hearing aid, Behind the ear, Analogue, Power, Adult | Piece
| Electrodes for ABR | Piece
| Audio cups | Piece
| Hearing aid, Behind the ear, Digital programable features with programing cables with software compatible to NOAH 4.0 and audio shoe, Ultra-power, Adult | Piece
| Hearing aid, Behind the ear, Analogue, Super-power, Adult | Piece
| Hearing aid, Behind the ear, Analogue, Ultra-power, Adult | Piece
| Hearing aid, Behind the ear, Digital programable features with programing cables with software compatible to NOAH 4.0 and audio shoe, Super-power, Adult | Piece
| Hearing aid, Body worn (Y cord), Moderate | Piece
| Hearing aid, Bone conduction, Head band type, Paediatric | Piece
| High conductivity gel for ABR | Tube
| Hearing aid, Digital programable features with programing cables with software compatible to NOAH 4.0 and audio shoe, Super-power, Paediatric | Piece
| Hearing aid, Digital programable features with programing cables with software compatible to NOAH 4.0 and audio shoe, Paediatirc | Piece
| Hearing aid, Digital programable features with programing cables with software compatible to NOAH 4.0 and audio shoe, Ultra-power, Paediatric | Piece
Audiology Equipment | Audiometer, evoked-potential (IHS DUET): Smart EP complete set with software; Main unit interfaced with the computer via USB for fast data exchange; Separate output jack for left, right and bone transducers and a free field speaker output for eliminating time wasted switching between transducer; Preamplifier unit to connect electrodes to hardware; 2 channel amplifier having the capability for ipsilateral and contralateral ABR recording; System should have the capability for special test like ABR, ECochG, Cortical ASSR, AEP, AMLR, EABR,LLR and VEMP(o-vemp and c-vemp as mandatory); Stimulus types, Click, Tone burst, Tone pip; Stimulus polarity, Condensing, Rarefaction, Alternating; Masking Types, Absolute or Stimulus relative; Intensity, 0-130dB SPL; Repetition rate, 0.2-100; High pass filtering: RC or Digital Butterworth; Low pass filtering: Butterworth or Digital linear phase and separate earthing set up; P300 and MMN, Automated ABR screener, Contralateral recording with double channel features, Provision for earthing connector, VEMP with real time EMG monitoring, Manual Peak/waveform horizontal shifting feature to assess peak replicability. Power Supply : 230V ± 6% , 50 Hz ± 1 %; Power cord with 3 round pin top. Accessories: Laptop, Printer, BC transducers, conducting gel, 5 electrodes, jumper, AC headphones and inserts transducer. | Set
| Audiometer, Impedance, Portable: Probe frequency 226Hz ±1%, 69dBHL in 2cm3; 1000Hz ±1%, 69 dBHL in 2cm3; Pressure range + 200 to -400dapa; Volume range 0.1-8.0mL; Accuracy ±5% or ±10dapa; Test time < 3 seconds; Reflex mode; Test frequencies 500, 1000, 2000, 4000Hz +/-3%; Test method ipsi- and contralateral; Intensities reflexes, 70 to 100dB; Intensity settings, automatic or single intensity; Contralateral earphone; High resolution display with ear tip box and integrated printer; Power supply: AC 220-240V, 50Hz; Power cord with 3 round pin top; Accessories: Replacement probe tip; Rechargeable battery; Ear tip box with ear tips; test cavity; carrying case; Software | Unit
| PC Controlled Audiometer, Portable: Controlling PC monitor.Transducers: AC: DD45 audiometric headphones, BC: B-71 Bone vibrator. Intensity: AC: -10 to 120 dB HL, BC: -10 to 80 dB HL, Frequency range: 125-8000 Hz, Input: Pure tone, warble tone, Speech: tone, warble tone, EXT1, EXT2, Mic, Masking: NBN, Speech: NBN, WN, SN, Output: AC L+R. Speech: AC L+R, BC, Talk Over: External microphone, Connection to PC: USB, Compatible Software: inventis Maestro (stand-alone or Noah module), Language: Multilingual interface. Dimensions: 16 x 16 x 3 cm6.3 x 6.3 x 1.2 in. (DxWxH). Bttery Life: 12 hours of continuous use. Power Supply: Medical grade power Supply. | Set
| Real Ear Measurement(REM) REAL-EAR (REM) - per IEC 61669/ANSI3.46, REM Speakers dual 5 x 9 cm w/ ducted ports, Probe modules dual probe and ref. microphones, Analyzer frequency range 200, – 16000Hz,, Analyzer filter parameters tones, warble 1/12 octave speech, noise 1/3 octave, Analyzer display range 200 – 12500 Hz, Measurement dynamic range 30 – 135 dB SPL (200 – 2500 Hz) 30 – 140, dB SPL (2500 – 12500 Hz), Speech & Speech-like stimuli calibrated speech (level and spectrum), ISTS, band-limited and s/sh for verifying frequency lowering, live speech Broadband noise stimuli tone burst, pseudo-pink noise, Narrowband stimuli warble sawtooth modulated +/- 3% over 128 ms, User supplied stimuli WAV file, auto level Stimulus level range 40 – 85 dB SPL in 5 dB step, TEST BOX (HIT) - per IEC 60118/ANSI3.22, Test box speakers 1 front, 2 side, 30 mm independent, Working space 28w x 12.7d x 3.8h cm3, Isolation @1kHz >25dB, Analyzer frequency range 200 – 16000 Hz, Analyzer filter parameters tones 1/12 octave speech, noise 1/3 octave, Analyzer display range 200 – 12500 Hz, Speech & Speech-like stimuli calibrated speech (level and spectrum), ISTS, band-limited and s/sh for verifying frequency lowering, live speech Broadband noise stimuli tone burst, pseudo-pink noise, Broadband noise stimuli tone burst, pseudo-pink noise, Narrowband stimuli pure tone, User supplied stimuli WAV file, auto level, Test stimulus levels 40 – 90 dB in 5 dB steps, Battery drain range (+/- .01 mA) 0 – 20 mA, Telecoil stimulus 31.5 mA/m per ANSI S3.22, Power source 100 – 240V, 47 – 63Hz, 1.35A, Overall dimensions: Display unit WxHxD 35.6 x 40.3 x 16.5 cm (14 x 16 x 6.5 in.) Test box WxHxD 35.6 x 13.7 x 32.8 cm (14 x 5.4 x 12.9 in.), Weight 6.5 kg (14.4 lbs), Display LED backlit active color, 12.1 in. diagonal. | Set
| Hi-Pro 2; PC Interface: Communication: USB 2.0 full speed (USB 1.1 compatible).USB Connector Type: Type B connector (on the HI-PRO 2 unit). Power Supply:The Hi-Pro 2 unit is powered from the PC USB port. Operating systems: Windows XP Pro SP3, Windows 7 (32 and 64 bit), Windows 8 (32 and 64 bit), Windows 10 | Set
| "PC Controlled Diagnostic Pure tone Audiometer: Controlling PC Monitor, Transducers: AC: TDH39 audiometric headphones, BC: B-71 Bone Vibrator. Intensity AC: -10 to 120 dB HL, BC: -10 to 80 dB HL, Frequency Range: 125-8000 Hz, High Frequency: 8-20 kHz. Input: Tone, warble tone, EXT1, EXT2, USB audio, mic. Masking: NBN, WN, SN. Out put: AC L+R, insert L+R, BC, FF L+R, insert masking, HF L+R. Talk Over: External microphone or computer, Monitor: External earphone/speaker or computer. Test Battery: PTA (HL and UCL), Speech audiometry: (WRS, SRT, MCL, and UCL), autothreshold, SISI, Stenger, Master Hearing Aid, QuickSIN™ (opt.), High Frequency, video-VRA.Connection to PC: USB. Compatible SoftWare: Inventis Maestro (stand-alone or Noah module). Battery Life: 12 hours of continuous use. Charging Cable. Medical grade power supply." | Set
| Battery Pack Kit (A/C Adapter, Charging Cradle, 2 Battery Packs) | Piece
| Otoacoustic emissions system, Diagnostic: Frequency range, DPOAE: 0.8, 1, 1.5, 2, 2.5, 3, 3.5, 4, 5, 6, 8, 10.5, 12 kHz; Frequency range, TEOAE: 0.25, 0.5, 0.7, 1, 1.4, 1.5, 2, 2.5, 2.8, 3.5, 4, 5, 6KHz (100pts); Frequency resolution: DPOAE: high resolution DP gram upto 8 PTS/OCTAVE (approx. 27 frequencies shown), TEOAE: 50Hz, 80Hz/1/2 Octave; Stimulus intensity: 40 to 80dB; SPL (DPOAE) delta 1dB, 40 to 90 dB; SPL for (TEOAE) delta 1dB; Maximum output (Protection): 90 dB; Microphone system noise: -20dB SPL at 2 KHz(1Hz bandwidth)-13 dB SPL at 1 KHz (1Hz bandwidth); Display: PC requirement: windows 10 and 7, free USB port, Dimention: Approx. 12"x8.5"x0.8", approx weight:1.5kg; Internal software languages: English; Screener 6 bands (1 fixed protocol) 1.5 - 4kHz Accessories: Probe cord and cradle; Printer with power and printer cable; Carrying Bag; Probe cord for extension (minimum 100cm); 2 thermal paper rolls; Box of 146 eartips (10 size; 3, 4, 6, 7, 8, 9, 10, 11, 12, 13mm); 4 probe tips; 4 AA/UW3/R6 alkaline batteries; Full cross correlation, frequency analysis with reproducibility and signal-to-noise data on single test or between test pairs, Programmable L1 and L2 level, frequency ratio, points/octave, frequency range, manual/automatic/intelligent frequency progression, Ultra secure SNR assessment, Fully searchable patient database with printable reports, Robust, compact format, USB plug-n-play connection to PC, Lightweight, and battery-free (powered by USB connection), Pass Criteria: 10 parameters for DPOAE, Pass criteria for TEOAE: 10 Parameters, Pass SNR; DPOAE and TEOAE: 1 to 14 dB per 1/2 Octave (delta 1dB), must contralateral OAE Supression features. Test configurability: For DPOAE; 4 protocols, 14 parameters and for (TEOAE); 4 protocols, 10 parameters. Power Supply : 230V ± 6% , 50 Hz ± 1 %; Power cord with 3 round pin top. | Set
| "Bone vibrator for Pure tone audiometer, B71 bone vibrator, Impedance 10 ohms @ 1KHz, Frequency Response: 250-4000 Hz, Max Input Voltage: 20 dB re 1.0mW, Biocompatibility: no biological effects as per ISO 10993-1:2009, Weight: 24g (0.846 oz), Connector: receptacle for Type 31 plug. Bone conduction receiver B71W from RadioEar with transducer, cable and headband. Cable with gold-plated 6.3 mm jack plug. Resistance: 10 Ohm. Headband for B71, B72, B71W, B81 Bone conduction headphones from Radioear. Pads for Headband for B71, B72, B71W, B81 Bone conduction headphones from Radioear, Pads for Headband for B71, B72, B71W, B81 Bone conduction headphones from Radioear." | Set
| "Impedance Audiometer; diagnostic: Probe Tone: 226 Hz at 85 dB SPL, 1000 Hz at 75 dB SPL, Volume range: 0.2 to 8.0 ml (at 226 Hz),0.9 to 16 mmho (at 1000Hz).Tests:Tympanometry (manual), Acoustic Reflex Threshold (manual), Acoustic Reflex Decay, Eustachian Tube Function (intact TM). Manual Pump control: In Tympanometry and reflex test. Tympanometry: Pressure Range: -600 to +400 daPa, Safety Limits: -800 daPa and +600 daPa, Available Rates: 50, 100, 200, 300 daPa/sec and Auto (100-300 daPa/sec), Type of tests: Automatic tympanometry and Manual tympanometry,Acoustic Reflex Test: Stimulation: Ipsi and contralateral Non acoustic. Available tests: Automatic threshold, Fixed intensity, Growing intensity, Manual mode, Stimuli: 250 (contra), 500, 1k, 2k, 4k Hz only Plus: 3k, 6k, 8k (c) Hz, LPN, HPN, BBN, no stimuli. Maximum Intensity: 110 dB HL (ipsi), 120 dB HL (contra), Stimulus Duration: From 0.5 to 2.5 sec (selectable), Acoustic reflex Decay test: Stimulation: Ipsilateral and contralateral Non-acoustic,Test Duration: 10 or 20 sec, Quick Test: Automatic Tests: Quick A and B (seq. of tympanometry and reflex), Eustachian Tube Function Test: ETF with TM Intact: Williams test, ETF withperforated TM: Toynbee test, with customable duration and pressure range, Display Type: Graphical color TFT LCD, Size: diagonal 4.3”, 95 mm x 54 mm, Resolution: 480 x 272, Printer: Built-in thermal printer, Paper size: 112 mm, Language: Multilingual interface, PC Interface: USB (driverless), Compatible Software: : Inventis Maestro (stand-alone or Noah module), SIZE: With integrated printer: : 32 x 39 x 9 cm / 12.6 x 15.4 x 3.5 in (WxDxH), Weight: With integrated printer 2.4 Kg / 5.29 lbs. ear tip box with various sizes of ear tips, contralateral headphones, Power supply cable." | Set
| Audiometer, Pure-tone, Portable: Monitor: with Built-in speaker. Tranducers: AC: HDA 200 Audiometric headphones(Audiocups); BC: B-71 Bone Vibrator; Input: Pure Tone, warble tone, Pulsed tone, EXT1, EXT2, Mic, int. flash memory. Special tests:Automatic threshold test; SISI, TDT, Bekesy, Stenger and ABLB tests; Tone in noise test (Langenbeck); Output; Air and bone Conduction; Frequency Range: 125Hz - 8000Hz; Frequency Resolution: 1/24 octave. Output Intensity Range: AC: -10 to 120 dB HL, BC: -10 to 80 dB HL. Patient response button; Masking Noise: NBN, WN, SN. 5dB and 1dB attenuators; Carrying case. | Set
| "Audiometer, Pure-tone, Portable: Monitor: Colour display with Built-in speaker. Language: English. Tranducers: AC: HDA 200 Audiometric headphones(Audiocups); BC: B-71 Bone Vibrator; Input: Pure Tone warble and pulsed tones; Speech Audiometry: SRT, SDT, SIS, WRS, MCL, UCL. Special Tests: Automatic threshold test; SISI, TDT, Bekesy tests; Stenger and ABLB tests; Tone in noise test (Langenbeck); Frequency Range: 125Hz - 8000Hz; Output: Air and bone Conduction, 2 external output; Output Intensity Range: AC: -10dB to 120dBHL, BC: -10 to 80 dB HL; Masking: WN, SN, NBN; 5dB and 1dB attenuators steps; Patient response button; Printer: Optional integrated thermal printer, Medical grade power supply; USB connection cable; Power Supply : 230V ± 6% , 50 Hz ± 1 %; Battery Life: More than 12 hours of continuous use. Power cord with 3 round pin top with charging cable. Carrying case" | Set
| Audiometer, Pure-tone (Diagnostic); 2 independent Channel, Signals; Stimulus pure tone, pulse and warble tone; 2 external inputs and USB audimetry; Signal format: steady, pulsed and FM, MIC input for live speech audiometry with VU meter on display, talk back, talk forward, monitor and Aux intercom; Masking: NBN, WN, SN; Signals specification-Attenuator step 1 and 5dB; Presentation continuous, Pulsed (0.5, 1 and 2Hz); Warble: 5Hz sin wave modulating signal; Outputs and transducers: AC Headphones (TDH-39 / DD45), HF headphones (HDA-300), Paired Insert earphones (ER-3A/ER-5A); BC: B-71 bone vibrator; Free field; Insert masking earphone IME-100; Tests: Pure tone audiometry (HL and UCL); Auto threshold (modified Hughsone-Westlake); Frequency range: 125Hz to 12,000Hz ,High Frequency audiometry: from 8 to 20kHz; Intensity range: -10dB HL to 120dBHL Speech audiometry (SRT, WRS, MCL, and UCL); Speech audiometry (SRT, WRS, MCL, and UCL); Special test- SISI, Stenger, SAL, TEN, TDT; Visual Reinforcement Audiometry (VRA)(optional) and Conditioned Play Audiometry (CPA) test, with video reinforces. TDH-39 supra-aural headphones; B71 bone vibrator; Patient response switch; Monitor headset with boom microphone; Clip-on microphone for patient-to-operator communication; Medical grade power supply; USB connection cable; Power Supply : 230V ± 6% , 50 Hz ± 1 %; Power cord with 3 round pin top and all connecting jacks for double room sound booth room set up. Appropriate voltage stabilizer. | Set
| Cochlear implant system :Electrode :Type of electrode – straight electrode design.Insertion depth – at least 20mm.Number of contacts – Minimum of 16 electrode contacts. Implant :Implant housing – hermitically sealed titanium housing. Implant thickness – maximum of 6mm. Implant weight – maximum 10g. Impact resistance of implant – 2.5 Joule according to special standard EN45502-2-3:2010 for cochlear implants.Safety features for implant identification - Unique Implant identification.MRI conditionality - MRI conditionality up to 3.0 Tesla [T] with magnet in place. Warranty of implant - Implant is covered by a 10 [ten] year warranty. Audio Processor – OTE ( Off The Ear ) :Speech processor - Off-The-Ear (OTE) processor with ability to store multiple programs [at least 4]. Input dynamic range - wide input dynamic range, at least 40 decibel [dB] for perception of speech in background noise. Automatic sound management - Speech processor inherits automatic sound management or equivalent.Type of Battery - The processor is powered by a rechargeable battery. Upgradeability - The design of the implant allows user to upgrade to future technology without changing the implant. Upgrades will be possible by changing only the external processor.Behind-The-Ear exchange service - Whenever an Off-The-Ear (OTE) processor is not suitable for the patient, an equivalent Behind-The-Ear (BTE) processor is provided free of charge. Warranty external - External component (CPU) is covered by a 2 [two] year warranty.Software : Software - Fitting software is provided free of charge. Hardware - The required hardware / interface with related cables is delivered free of charge at contract start.Windows based - The software works on a windows operating system.Bilateral fitting - Ability to communicate with both processors during the fitting session.Telemetry capabilities - The software should feature intra- and postoperative telemetry for diagnostic and fitting purposes. Please describe. | Set
| Audiometer, Pure-tone, Portable: Audiometric headset; Bone conductor; Patient response button; Audiogram charts; Audiocups; noise reducing headset; Pure, warble and pulsed tones; Automatic threshold test; SISI and Bekesy tests; Stenger and ABLB tests; Tone in noise test (Langenbeck); 125Hz - 8000Hz; -10dB to 120dBHL output; Air and bone Conduction; WN and NB masking; 5dB and 1dB attenuators; Carrying case | Set
| Audiometer, Impedance, Portable: Stimulus: Pure tone. Out put: AC. Probe frequency 226Hz ±1%, 69dBHL in 2cm3; 1000Hz ±1%, 69 dBHL in 2cm3; Pressure range + 200 to -400dapa; Volume range 0.1-8.0mL; Accuracy ±5% or ±10dapa; Test time < 3 seconds; Reflex mode; Frequency Range: 125-8000 Hz, Test frequencies 500, 1000, 2000, 4000Hz +/-3%; Intensity: -10 to 100 dB HL, Test method ipsi- and contralateral; Intensities reflexes, 70 to 100dB; Intensity settings, automatic or single intensity; Contralateral earphone; Scan interval: standard, from +200 to -400 a daPa, reduced from +100 to -300 daPa. High resolution display with ear tip box and integrated printer; Power Supply : 230V ± 6% , 50 Hz ± 1 %; Power cord with 3 round pin top; Accessories: Replacement probe tip; Rechargeable battery; Ear tip box with ear tips; test cavity; carrying case; Software: Compatible with Inventis Maestro (stand-alone or Noah module). PC Interface: USB (driverless). Memory: 50 patients. | Set
| Accessories for Labat Epic Plus ABR system | Section header
| Gold cup electrodes, Set of 5 compatible to Labat Epic Plus ABR system | Set
| Audiometer, Visual-reinforcement Audiometry(Pediatric audiometer): Signals: Stimulus Input: Pure tone, warble tone, Pulsed ; 2 external inputs and USB audimetry; MIC input for live speech audiometry; Masking NBN, WN, SN; Signals specification: Attenuator step 1 and 5dB; Presentation, Continuous, Pulsed (0.5, 1 and 2Hz); Warble: 5Hz sin wave modulating signal; Outputs and transducers AC; Free field; Insert masking earphone; 2 Sound boxs connecting cable length of 3feet and 5feet with VRA, flicker attractive lights/ visual reinforcers, which works in synchrony; Tests: Pure Tone audiometry (HL and UCL); Auto threshold (modified Hughsone-Westlake); Speech audiometry (SRT, WRS, MCL, and UCL); Visual reinforcement audiometry (VRA) and Conditioned play audiometry (CPA) test with video reinforces; Standards: Audiometer: EN 60645 -1 / ANSI S3.6, TYPE 1 SPEECH: EN 60645-2 / ANSI S3.6 TYPE A-E, HF: EN 60645-4 /ANSI S3.6, SAFETY: EN 60601-1,EMC: EN 60601-1-2. Medical grade power supply; USB connection cable; Software suite CD; Noah maestro module; Daisy software and Daisy maestro module; Four magnetic cover;Power Supply : 230V ± 6% , 50 Hz ± 1 %; Power cord with 3 round pin top. Accessories: Toys for children | Set
| Tympanometer: Probe frequency: 226Hz and 1000Hz; Changeable, acoustic reflex mode both ipsilateral and contralateral; Reflex threshold: Max. 115db, Reflex testing with both automatic and manual operating option; Pressure sweep: +200 to -400dapa; Test frequencies: 500Hz, 1000Hz, 2000Hz, 4000Hz. Special Test features-ETF, Reflex Decay test. Accessories- Probe tips. | Set
| Decibel meter: Measuring range 30-130dB; Resolution 0.1dB; Accuracy +/-1dB; Measurement memory 30 measurements; Frequency 31.5-8 kHz; Measurement functions Leq, Lp, Ln; Other features Peak-Hold, limit function; Interface RS-232; 4 x 1.5 V AAA; Power supply: 220-240V, 50Hz; Power cord with 3 round pin top | Set
| Otoacoustic emission system, hand-held: Screening system, Frequency range DPOAE: 1.5, 2, 2.5, 3, 3.5, 4, 5, 6, 8, 10, 12 kHz; Frequency range TEOAE: 0.7, 1, 1.4, 1.5, 2, 2.5, 2.8, 3.5, 4 kHz; Stimulus intensity: 40 to 70dB SPL (DPOAE), 83 dB SPL (TEOAE); Maximum output (Protection): 90 dB; Microphone system noise: -20dB SPL @ 2 KHz(1 Hz bandwidth)-13 dB SPL @ 1 KHz (1 Hz bandwidth); Battery life: Approximately 300 tests; Display: LCD display 4 line x 10 character; Internal software languages: English; Screener 6 bands (1 fixed protocol) 1.5 - 4kHz; Testing frequencies should include 250Hz and 500Hz testing. Accessories: Probe cord and cradle; Charging cable, Printer with power and printer cable; Carrying Bag; Probe cord for extension (minimum 100cm); 2 Thermal paper rolls; Box of 146 ear tips (10 size; 3, 4, 6, 7, 8, 9, 10, 11, 12, 13mm); 4 probe tips; 4 AA/UW3/R6 alkaline batteries. (Standardised Brands: Interacoustics "or equivalent or higher") | Set
| Audiometer, Visual-reinforcement: Signals: Stimulus pure tone, warble tone; 2 external inputs and USB audimetry; MIC input for live speech audiometry; Masking NBN, WN, SN; Signals specification: Attenuator step 1 and 5dB; Presentation, Continuous, Pulsed (0.5, 1 and 2Hz); Warble: 5Hz sin wave modulating signal; Outputs and transducers AC; Free field; Insert masking earphone; 2 Sound boxs connected with VRA which works in synchrony; Tests: Pure Tone audiometry (HL and UCL); Auto threshold (modified Hughsone-Westlake); Speech audiometry (SRT, WRS, MCL, and UCL); Speech audiometry (SRT, WRS, MCL, and UCL); SISI test; Visual reinforcement audiometry (VRA) and Conditioned play audiometry (CPA) test with video reinforces; Medical grade power supply; USB connection cable; Software suite CD; Noah maestro module; Daisy software and Daisy maestro module; Four magnetic cover;Power supply: AC 220-230V, 50-60Hz; Power cord with 3 round pin topAccessories: Toys for children | Set
| Hearing Aid Programmer: Frequency range: 125-12500Hz; Stimuli: Pink, white, speech noise, ISTS, tone sweep; Stimulus level: 50-90dB SPL, 1 or 5dB steps; Frequencies per octave (sweep): 24, 12, 6, 3; Frequency resolution: 1/24, 1/12, 1/6, 1/3; Dynamic range: > 100dB; Coupler Mic intensity 20-150dB; Reference mic intensity: 20-100dB; Power: 15V/2 Amp DC; PC system requirements: Pentium-class or equivalent PC with 1.6 GHz or faster processor; 2GB RAM minimum; Screen resolution, 1024 x 768 or higher; USB port, NOAH 4.0 or later; Windows 10 or later; Accessories: High pro hardware; Ear hooks for real ear measurement; Audio shoes for size 13; 675 batteries; with minimum two samples digital programmable hearing aids with connecting cords and software compatible with NOAH 4.0 | Set
Hearing aid, Bone conduction, Head band type, Paediatric
| Audiometer, Impedance: Probe frequency 226Hz and 1000Hz; Changeable, Acoustic reflex mode both ipsilateral and contralateral; Reflex threshold max 110db; Pressure sweep +200 to -400dapa; Test frequencies 500, 1000, 2000, 4000Hz with separate ETD test and the acoustic reflex decay test option; Accessories: Replacement probe tip; Rechargeable battery; Ear tip box with ear tips; test cavity; carrying case; Software | Set
| BC vibrator, Audiometer accessories | Piece
| Hearing aid programming system: Frequency range: 125-12500Hz; Stimuli, Pink, white, speech noise, ISTS, tone sweep; Stimulus level: 50-90dB SPL, 1 or 5dB steps; Frequencies per octave (sweep): 24, 12, 6, 3; Frequency resolution: 1/24, 1/12, 1/6, 1/3; Dynamic range: > 100dB; Coupler Mic intensity 20-150dB; Reference mic intensity: 20-100dB; Power:15V/2 Amp DC; PC system requirements: Pentium-class or equivalent PC with 1.6 GHz or faster processor; 2GB RAM minimum; Screen resolution, 1024 x 768 or higher; USB port, NOAH 4.0 or later; Windows 10 or later; Accessories: High pro hardware; Ear hooks for real ear measurement; Audio shoes for size 13; 675 batteries; with minimum two samples digital programmable hearing aids with connecting cords and software compatible with NOAH 4.0 | Set
| Hearing aid, Digitial, Paediatric | Piece
| Hearing aid, Analogue, Paediatric | Piece
| Hearing aid, Behind the ear, Digital programable features with programing cables with software compatible to NOAH 4.0 and audio shoes, Power, Adult | Piece
| Hearing aid analyzer Frequency range, 125-12500Hz; Stimuli, Pink, whilte, speech noise, ISTS, tone sweep; Stimulus Level, 50-90dB SPL, 1 or 5dB steps; Frequencies per octave (sweep): 24, 12, 6, 3; Frequency resolution: 1/24, 1/12, 1/6, 1/3; Dynamic range: > 100dB; Coupler Mic intensity 20-150dB; Reference mic intensity: 20-100dB; Power:15V/2 Amp DC; PC system requirements: Pentium-class or equivalent PC with 1.6 GHz or faster processor; 2GB RAM minimum; Screen resolution, 1024 x 768 or higher; USB port, NOAH 4.0 or later; Windows 10 or laterAccessories: High pro hardware; Ear hooks for real ear measurement; Audio shoes for size 13; 675 batteries; with minimum two samples digital programmable hearing aids with connecting cords and software compatible with NOAH 4.0 | Set
| Audiometer, Pure-tone, Portable: Audiometric headset; Bone conductor; Patient response button; Audiogram charts; Audiocups; noise reducing headset; Pure, warble and pulsed tones; Automatic threshold test; SISI and Bekesy tests; Stenger and ABLB tests; Tone in noise test (Langenbeck); 125Hz - 8000Hz; -10dB to 120dBHL output; Air and bone Conduction; WN and NB masking; 5dB and 1dB attenuators; Carrying case | Set
Consumables (Audiology)
| Equipment (Audiology) | Set
Bronchoscope set | Cotton applicator working length 50cm. | Piece
| Oesophagoscopy forcep, Sheath Diamter 2.5mm, working length 55cm, spoon shaped , round, for biopsy, double action jaws | Piece
| Bronchoscope tube Universal, without distal fibreoptic light carrier , size 8.5, length 43cm, for use with proximally insertable prismatic light deflector 10101 FA. | Piece
| Bronchoscope tube Universal, without distal fibreoptic light carrier , size 7.5, length 43cm, for use with proximally insertable prismatic light deflector 10101 F. | Piece
| Grasping forceps with crocodile jaw, Single action 3mm shaft dia., length 60cm (White handle) | Piece
| Bronchoscope tube, Universal 5.5mm | Piece
| Telescope Bridge | Piece
| Knife blade, Scythe 2.5mm shaft dia., length 60cm | Piece
| Optical forceps, Vancouver with endoscope for bronchoscopy with spring action handle for controlled removal of peanuts and soft foreign bodies, Adult Length 36cm | Piece
| Cannula for suction and cleaning 2.5mm shaft dia., length 60cm, Straight tip | Piece
| Dissecting forceps, Atraumatic 1.5mm shaft dia., length 60cm (Yellow handle) | Piece
| Forceps, Cup grasping 1.5mm shaft dia., length 60cm (Gray handle) | Piece
| Grasping forceps, Reverse with crocodile jaw 3.5mm shaft dia., length 60cm | Piece
| Optical forceps, Vancouver with endoscope for bronchoscopy with spring action handle for controlled removal of peanuts and soft foreign bodies, Paediatric: dia. 2.7mm, length 36cm | Piece
| Stent measuring forceps, 2.5 mm shaft diameter, length 60cm | Piece
| Grasping forceps with crocodile jaw, Double action 1.5mm shaft dia., length 60cm (Purple handle) | Piece
| Glass window plug 10338M | Piece
| Telescope 0°, Hopkin's, Straight forward, Diameter 5.5mm, Length 50cm, Autoclavable, Fibreoptic light transmission incorporated for use with optical forceps and deflecting device | piece
| Optical forceps, length 40cm, with Killian bean jaws, for grasping peanuts and soft foreign bodies with spring action handle. | piece
| Suction catheter , 7.5 Fr, with adaptor 10479 B. | Piece
| Suction catheter , 6 Fr, with adaptor 10479 C. | Piece
| Suction catheter , 4.5 Fr, with adaptor 10479 F. | Piece
| Rigid Bronchoscope Tube Set, Universal: 4mm, 4.5mm, 5mm, 5.5mm, 6mm, 6.5mm, 7mm, 7.5mm, 8mm (set of 9) bronchoscopes along with crocodile forceps, pea nut grasping, cup forceps, biopsy forceps, cotton carrier, suction, denture cutting forceps of appropriate size and length of each corresponding supplied bronchoscope; Should be configured with one to three ports, set up for open or closed circuit, jet, mechanical or spontaneous ventilation, and assembled with long and short barrels of different diameters; Along with head cap, side port for ventilation; Compatible with karl storz light source (Standardised Brands: Karl Storz) | Set
| Doesel - Huzly Bronchoscope, size 6, length 30cm. | piece
| Fluvog adaptor , with observation window cap with rubber seal and with window, adjustable. | piece
| Doesel - Huzly Bronchoscope, size 6, length 40cm. | piece
| Optical forceps , large jaws, blunt, serrated, for removing large foreign bodies, for use with Hopkins telescope 10320 AA. | piece
| Optical forceps , length 40cm, alligator, for grasping hard foreign bodies , with spring action handle. | piece
| Catheter, Suction with adaptor 7.5Fr | piece
| Catheter, Suction with adaptor 6 Fr | piece
| Injection cannula , for positive pressure assisted ventilation system, luer lock, outer diameter 3.5mm. | piece
| Instrument guide with antifog system , can be attached to bronchoscope and for use with Hopkins telescope. | piece
| Catheter, Suction with adaptor 4.5 Fr | piece
| Forceps, Bronchoscopy, Universal, Double action jaws, Sheath diameter 2.5mm, Working length 50cm for biopsy and foreign body removal | piece
| Bronchoscopy Scissor , sheath diameter 2.5mm, working length 50cm, straight , for trituration of bone fragments. | piece
| Telescope 0°, Hopkin's, Straight forward, Adjustable using rubber telescope guide, Diameter 2.9mm, Length 36cm, Autoclavable, Fibreoptic light transmission incorporated, for use with 30cm Doesel-Huzly bronchoscope | piece
| Telescope 0°, Hopkin's, Straight forward, Adjustable using rubber telescope guide, Diameter 2.8mm, Length 44cm, Autoclavable, Fibreoptic light transmission incorporated, for use with 40cm Doesel-Huzly bronchoscope | piece
| Light deflector, Prismatic, Autoclavable with connection for fibre optic light cable | piece
| Guide, Telescope, Rubber for use with telescope and optical forceps in children | piece
| Glass window plug | piece
| Optical forceps , universal , for biopsy, for removal of foreign bodies and denatured tissues. | piece
| Optical forceps , alligator , for hard foreign bodies, large jaws, with spring action handle. | piece
| Fluvog adaptor with sliding glass window plug, Sealing cap, Notched lens, Keyhole opening, Movable | piece
| Guide piece, Short, Bronchoscope for children and infants for suction catheter | piece
| Adaptor for respirator , long version. | piece
| Doesel - Huzly Bronchoscope, size 4, length 26cm. | piece
| Instrument guide , for suction catheter. | piece
| Doesel - Huzly Bronchoscope, size 3.5, length 18.5cm. | piece
| Adaptor for respirator | piece
| Rubber telescope guide. | piece
| Foreign body basket with ring handle, Working length 55cm | piece
| Optical forceps , universal , length 30cm , for biopsy, for removal of foreign bodies. | piece
| Optical forceps , Killian bean jaws, length 30cm , for grasping peanuts and soft foreign bodies, with spring action handle for use with Hopkins telescope. | piece
| Forceps, Optical, Killian bean jaws, Length 30cm with spring action handle for use with Hopkin's telescope for grasping peanuts and soft foreign bodies, | piece
| Optical forceps, 2 X 2 teeth, length 30cm , for grasping coins and flat foreign bodies, with spring action handle , for use with hopkins telescope. | piece
| Forceps, Optical, Universal, Biopsy, Length 30cm for removal of foreign bodies | piece
| Forceps, Optical 2 x 2 teeth with spring action handle, Length 30cm for use with Hopkin's telescope for grasping coins and flat foreign bodies | piece
| Forceps, Bronchoscopy, Universal, Double action jaws, Sheath diameter 2mm, Working length 45cm for biopsy and foreign body removal | piece
| Scissors, Bronchoscopy, Straight, Sheath diameter 2.5mm, Working length 50cm for trituration of bone fragments | piece
| Foreign body basket with ring handle, Working length 35cm | piece
| Suction tube, working length 25cm, with cut off hole, diameter 2mm. | piece
| Suction tube, working length 35cm, with cut off hole, diameter 3mm. | piece
| Forceps, Optical, Killian bean jaws with spring action handle, Length 40cm for grasping peanuts and soft foreign bodies | piece
| Suction tube, working length 50cm, with cut off hole, diameter 4mm. | piece
| Forceps, Optical, Alligator with spring action handle, Length 40cm for grasping hard foreign bodies | piece
| Forceps, Bronchoscopy, Universal, Double action jaws, Sheath diameter 2mm, Working length 45cm for biopsy and foreign body removal | piece
| Forceps, Bronchoscopy, Universal, Double action jaws, Sheath diameter 2.5mm, Working length 50cm for biopsy and foreign body removal | piece
| Forceps, Bronchoscopy, Universal, Double action jaws, Sheath diameter 2mm, Working length 35cm for biopsy and foreign body removal | piece
| Suction tube, working length 30cm, with cut off hole, diameter 2mm. | piece
| Forceps, Bronchoscopy, Universal, Alligator, Double action jaws, Sheath diameter 1.5mm, Working length 25cm for peanuts and soft foreign bodies | piece
| Forceps, Bronchoscopy, Universal, Alligator, Double action jaws, Sheath diameter 1.5mm, Working length 25cm for biopsy and foreign body removal | piece
| Cotton applicator, Working lenght 50cm | piece
| Bronchoscope tube Universal, without distal fibreoptic light carrier , size 6.5, length 43cm, for use with proximally insertable prismatic light deflector 10101 F. | Piece
| Prismatic light deflector autoclavable with connection for fibre optic light cable. | Piece
| Bronchoscopy forceps, sheath diameter 2 mm, working length 35cm, universal , double action jaws for biopsy and foreign body removal. | Piece
| Hopkins straight forward telescope 0 degree, diameter 5.5mm, length 50cm, autoclavable, fibre optic light transmission incorporated, for use with optical forcep and deflecting device. | Piece
| Bronchoscopy forceps, sheath diameter 1.5 mm, working length 25cm, alligator , double action jaws for hard foreign bodies. | Piece
| Fluvog adaptor, with sliding glass window plug, sealing cap, notched lens, keyhole opening, movable, no 10338 P. | Piece
| Guide Piece , for suction catheter, short, bronchoscope for children and infants. | Piece
| Rubber telescope guide for use with telescope and optical forceps in children part no 10338 N. | Piece
| Bronchoscope tube, Universal 5mm | Piece
| Bronchoscope tube, Universal 6mm | Piece
| Y-stent forceps 4.5 mm shaft diameter, length 60cm (Green handle) | Piece
| Bronchoscope tube, Universal 4.5mm | Piece
| Bronchoscope tube, Universal 4mm | Piece
| Bronchoscope tube, Universal without distal fibreoptic light carrier, Size 6.5, length 43cm, for use with proximally insertable prismatic light deflector | Piece
| Bronchoscope tube, Universal without distal fibreoptic light carrier, Size 7.5, Length 43cm, for use with proximally insertable prismatic light deflector | Piece
| Bronchoscope tube, Universal without distal fibreoptic light carrier, Size 8.5, Length 43cm, for use with proximally insertable prismatic light deflector | Piece
| Hopkins straight forward telescope 0 degree, diameter 2.8mm, length 44cm , autoclavable , fibre optic light transmission incorporated, for use with 40cm Doesel Huzly Bronchoscope , telescope adjustable using rubber telescope guide. | Piece
| Hopkins straight forward telescope 0 degree, diameter 2.9mm, length 36cm , autoclavable , fibre optic light transmission incorporated, for use with 30cm Doesel Huzly Bronchoscope, telescope adjustable using rubber telescope guide. | Piece
| Bronchoscopy forceps, sheath diameter 2.5mm, working length 50cm, universal , double action jaws for biopsy and foreign body removal. | Piece
| Bronchoscopy forceps, sheath diameter 2 mm, working length 45cm, universal , double action jaws for biopsy and foreign body removal. | Piece
| Bronchoscopy forceps, sheath diameter 1.5 mm, working length 25cm, alligator , double action jaws for peanuts and soft foreign bodies. | Piece
Ear Mold Laboratory | Primer for uniglue | Piece
| Syringe cartidge, UV light | Piece
| Abrasive wheel for polishing motar polising and grinding machine | Piece
| Sound tube | Piece
| Invented form | Piece
| Wax knife, Electrical | Piece
| Immersion wax melter | Piece
| Cutter dril set dril stand with folded lid; Hand drill to shape ear-mould and make sound hole through; Ball burs Size: 1.2mm, 1.6mm, 1.8mm, 2.1mm, 2.7mm, 3.1mm; Soft ear mould ball bur Size:1.6mm, 2.1mm ,2.3mm, 3.1mm; Twist drill Size: 0.6mm, 0.8mm, 1.0mm, 1.2mm, 1.4mm, 1.6mm, 2.0mm, 2.3mm, 2.35mm, 2.85mm | Set
| Compressor | Piece
| Acrylic | Litres
Control gel
Cut/dip in Wax
Impression
Soft ear mold
| Bakke Houn | Piece
| Ear mould equipment set: Consisting of Control gel, compressor, Cutter, get, Invented form, Immersion wax melter, investment form Transparent, Cut/dip in Wax, wax knife electrical, Soft ear mould, egger flex/AB 40 shore, injector S50, Mixing Cannula standard, Primer for uniglue, sound tube, tip for cannula, Acrylic, Abrasive wheel for polishing motor, polishing and grinding machine, bakke houn, buffing wheel with leather centre, syringe cartridge, UV light, Curing material eagger LP UV, Curing unit, UV, Dipping jar, Flexible brown, Grinding disc for abrasive wheel lacquer, UV Curing, standard magnifier, bench type, place maker for scap ring, snap ring, sound tube, PVC Impression, cotton impression pads, large, medium, small, ear light acrylic tip, impression material, eagger A/L, measuring spoon syringe, ear mould silicone alone with cutter drill (drill stand with folded lid; Hand drill to shape ear-mould and make sound hole through; Ball burs Size: 1.2mm, 1.6mm, 1.8mm, 2.1mm, 2.7mm, 3.1mm; Soft ear mould ball bur Size:1.6mm, 2.1mm ,2.3mm, 3.1mm; Twist drill Size: 0.6mm, 0.8mm, 1.0mm, 1.2mm, 1.4mm, 1.6mm, 2.0mm, 2.3mm, 2.35mm, 2.85mm) | Set
| Egger flex/AB 40 shore | Piece
| Ear Mould Set: Consisting of Control gel, compressor, Cutter, get, Invented form, Immersion wax melter, Transparent investment form, Cut/dip in wax, Wax knife electrical, Soft ear mould, egger flex/AB 40 shore, injector S50, Standard mixing cannula, Primer for uniglue, sound tube, tip for cannula, Acrylic, Abrasive wheel for polishing motor polishing and grinding machine, bakke hound, buffing wheel with leather centre, syringe cartridge, UV light, Curing material LP UV, Curing unit, UV, Dipping jar, Flexible brown, Grinding disc for abrasive wheel lacquer, UV Curing, standard magnifier, bench type, place maker for scap ring, cnap ring, sound tube, PVC Impression, cotton impression pads, large, medium, small, ear light acrylic tip, impression material, eagger A/L, measuring spoon syringe, ear mould silicone alone with cutter drill (drill stand with folded lid; Hand drill to shape ear-mould and make sound hole through; Ball burs Size: 1.2mm, 1.6mm, 1.8mm, 2.1mm, 2.7mm, 3.1mm; Soft ear mould ball bur Size:1.6mm, 2.1mm ,2.3mm, 3.1mm; Twist drill Size: 0.6mm, 0.8mm, 1.0mm, 1.2mm, 1.4mm, 1.6mm, 2.0mm, 2.3mm, 2.35mm, 2.85mm) | Set
| Flexible brown | Piece
| Cotton impression pads, Medium | Piece
| Measuring spoon, Syringe | Piece
| Curing material, Egger LP UV | Piece
| Ear light with acrylic tip | Piece
| Impression material, Egger A/L | Piece
| Tip for cannula | Piece
| Ear mold silicone | Piece
| Buffing wheel with leather center | Piece
| Cotton impression pads, Small | Piece
| Curing unit, UV | Piece
| Gel | Piece
| Mixing cannula, Standard | Piece
| Grinding disc for abrasive wheel | Piece
| Dipping jar | Piece
| Standard magnifer, Bench type | Piece
| Investment form, Transparent | Piece
| Cotton impression pads, Large | Piece
| Snap ring | Piece
| Sound tube, PVC | Piece
| Place maker for snap ring | Piece
| Injector S50 | Piece
| Cutter | Piece
| Lacquer, UV curing | 100mL
Ear Surgery | Consumables (Ear operating)
| Stapes piston | Piece
| Sickle knife, Wullstein, Curved 15.5cm | Piece
| Sickle knife, Tabb, Curved, 15.5cm | Piece
| Scissors, Micro, Ear, Bellucci, 5.5mm, Length 80mm, Straight | Piece
| Optical forceps, Vancouver with endoscope for bronchoscopy, Adult: length 36cm, with spring action handle for controlled removal of peanuts and soft foreign bodies | Piece
| Cannula for suction and cleaning 2.5mm shaft dia., length 60cm, Straight tip | Piece
| Instrument rack, SS with holder for 5 micro-instruments and 5 drills | Set
| Suction tube, Cylindrical, Luer, OD 1mm, working length 9cm | Piece
| Suction tube, Cylindrical, Luer, OD 1.5mm | Piece
| Suction tube, Cylindrical, Luer, OD 3mm, working length 11cm | Piece
| Rack, for 36 straight shaft burrs | Set
| Suction tube, Cylindrical, Luer, OD 2mm | Piece
| Suction cannula, Frazier, Length 11cm, 30º, Diameter 2mm, 6 FG | Piece
| Stent measuring forceps, 2.5 mm shaft diameter, length 60cm | Piece
| Suction cannula, Frazier, Length 11cm, 30º, Diameter 3.7mm, 11 FG | Piece
| Cotton carrier with spring handle length 55cm | Piece
| Burr set, Diamond: Consisting of 21 sets of burrs (Shank length 70mm: Head size 1.8mm, 2.3mm, 2.7mm, 3.1mm, 3.5mm, 4mm, 4.5mm, 5mm, 6mm, 7mm; Shank length 95mm: Head size 2.3mm, 3.5mm, 4mm, 5mm, 6mm) Shank length 125mm: 2.3mm, 3.1mm, 4mm, 4.5mm, 5mm, 6mm) | Set
Bone curette, Williger, 13.5cm, Tip 1/2
| Drill hand piece, Contra-angle, Ratio 1:1, Shank diameter 2.35mm, Max torque 50,000 rpm, Max torque 6 Ncm, Shaft length 95mm | Piece
| Drill hand piece, Contra-angle, Ratio 1:1, Shank diameter 2.35mm, Max torque 50,000 rpm, Max torque 6 Ncm, Shaft length 125mm | Piece
| Ear speculum, Hartmann, SS, Size 5mm | Piece
| Elevator, Lempert 20.5cm , 8mm | Piece
| Ear scissor, Fisch, Delicate, Curved blunt, SS, length 10.5cm | Piece
| Forceps, Ear, Hartmann, Serrated 14cm | Piece
| Optical forceps, Vancouver with endoscope for bronchoscopy, Paediatric: diameter 2.7mm, length 36cm, with spring action handle for controlled removal of peanuts and soft foreign bodies | Piece
| Y-stent forceps 4.5 mm shaft diameter, length 60cm (Green handle) | Piece
| Ear forceps, Fisch, Delicate pointed, SS | Piece
| Grasping forceps with crocodile jaw, Double action 1.5mm shaft dia., length 60cm (Purple handle) | Piece
| Ear knife, Politzer, Angled 16.5cm | Piece
| Ear hook, Sharp, 1mm, 90º, 15.5cm | Piece
| Forceps, Ear, Hartmann, Serrated 8.5cm | Piece
| Forceps, Ear, Hartmann, Oval, Cupped jaws, 2.5mm, Upward turned | Piece
| Plester knife, Vertical 3.5mm, 15.5cm | Piece
| Needle, Barbara, 45º, 15.5cm | Piece
| Retractor, Weitlander-Wullstein, 3 x 3 prong, Length 13cm | Piece
| Drill hand piece, Mastoid, Straight, Compatible with multifunction unit for ENT surgery | Piece
| Bone curette, Williger, 13.5cm, Tip 0/1 | Piece
| Endaural speculum, Self retaining, Holmgren, SS 5mm | Piece
| Cartilage slicer set Cartilage holding unit (2 pcs and screw); Cartilage knife (2 pcs and screw); Spacers (4 in number of 0.1. 0.2, 0.3 & 0.5mm); Cartilage punch rods (2 nos. of 0.8mm & 1mm) | Piece
| Tuning Fork with weight, SS 512Hz | Piece
| Perforator for stapes surgery | Piece
| Stapes hook 1mm, tip 90°, Angled shaft length 163mm | Piece
| Adaptor, Fisch with cut-off hole, Luer cone, length 5.5cm | Piece
| Bone curette, Volkmann, Double ended 13cm | Piece
| Circular knife, Rosen, 15.5cm, 3mm | Piece
| Elevator, Duckbill for ear surgery, Slightly curved blade, 2.2mm wide, Working length 2-3/4 (7cm), Overall length 6-1/4 (16cm) | Piece
| Flap Knife, Plester, Round cutting blade in line with Shaft 2.4 x 3mm | Piece
| Needle, Rosen, Long curved 15.5cm | Piece
| Plester Knife, Round, SS, length 16cm, Size 3.5 x 2.5mm | Piece
Needle, Barbara, Medium curved 15.5cm
| Plester knife, Vertical, SS, length 16cm, Size 3.5 x 2.5mm | Piece
| Ear hook, Wagener, Blunt, SS 90o | Piece
| Ear loop, Billeau, Length 16cm, SS, Size 1 | Piece
| Ear loop, Billeau, Length 16cm, SS, Size 2 | Piece
| Probe, Jobson-horne with serrated ring and end, SS, Length 18cm | Piece
| Forceps, Ear dressing, Hartman 14cm | Piece
Bone curette, Volkmann, Double ended 20cm
| ENT Diamond burr, Drill and cutting set, Rounded: Consisting of standard size 2.36mm burrs in lengths from 45mm to 95mm, with head diameters from 0.5mm to 7.0mm (Set of 15 burrs) | Set
| Malleus Nipper, Dieter, Upturned, Micro, Length 90mm | Piece
| Curette, Mastoid, Spratt, No 1 | Piece
| Bone curette, Williger, 13.5cm, Tip 00/0 | Piece
| Forceps, House graft press | Piece
| Drill, Otologic | Piece
| Drill hand piece, Contra-angle, Ratio 1:1, Shank diameter 2.35mm, Max torque 50,000 rpm, Max torque 6 Ncm, Shaft length 70mm | Piece
| Needle, Barbara, 90º, 15.5cm | Piece
| Forceps, Ear, Hartmann, Serrated 16cm | Piece
| Forceps, Ear, Hartmann, Oval, Cupped jaws, 2.5mm, Left turned | Piece
| Forceps, Ear, Hartmann, Oval, Cupped jaws, 2.5mm, Right turned | Piece
| Forceps, Ear, Hartmann, Oval, Cupped jaws, 2.5mm, 8.5cm | Piece
| Ear knife, Politzer 15cm | Piece
| Ear retractor, Plester, SS 2 x 2 prong | Piece
| Ear scissor, Fisch, Delicate, Curved sharp, SS, length 10.5cm | Piece
| Ear speculum, Hartmann, SS, Size 3mm | Piece
| Ear speculum, Hartmann, SS, Size 4mm | Piece
| Ear speculum, Hartmann, SS, Size 6mm | Piece
| Ear speculum, Hartmann, SS, Size 7.5mm | Piece
| Elevator, Lempert 3mm | Piece
| Burr cutting set, Steel: Consisting of 19 sets of burrs (Shank length 70mm: Head size 1.8mm, 2.3mm, 2.7mm, 3.1mm, 4mm, 5mm, 6mm; Shank length 95mm: Head size 1.8mm, 2.3mm, 3.1mm, 4mm, 5mm, 6mm; Shank length 125mm: Head size 1.8mm, 2.3mm, 3.1mm, 4mm, 5mm, 6mm) | Set
| Curette, Mastoid, Spratt, No 3 | Piece
| Curette, Mastoid, Spratt, No 5 | Piece
| Needle, Barbara, Long curved 15.5cm | Piece
| Cotton carrier with spring handle length 35cm | Piece
| Cotton carrier, Length 35cm | Piece
| Cotton carrier, Length 55cm | Piece
| Knife blade, Scythe 2.5mm shaft dia., length 60cm | Piece
| Vein press, Shear, Length 13cm | Piece
| Suction cannula, Frazier, Length 11cm, 30º, Diameter 3.3mm, 10 FG | Piece
| Suction cannula, Frazier, Length 11cm, 30º, Diameter 5mm, 13 FG | Piece
| Atraumatic dissecting forceps, 1.5mm shaft dia., length 60cm (Yellow handle) | Piece
| Suction cannula, Frazier, Length 11cm, 30º, Diameter 4mm, 12 FG | Piece
| Suction cannula, Frazier, Length 11cm, 30º, Diameter 2.3mm, 7 FG | Piece
| Suction cannula, Frazier, Length 11cm, 30º, Diameter 2.7mm, 8 FG | Piece
| Suction cannula, Frazier, Length 11cm, 30º, Diameter 3mm, 9 FG | Piece
| Forceps, Micro-ear, 2.5mm, Length 90mm | Piece
| Forceps, Micro, Grasping, Hartmann, Toothed, Length 14cm | Piece
| Hook blade scissor | Piece
| Retractor, Adson-baby, 3 x 3 prong, Length 16cm | Piece
| Retractor, Plester, Plain x 2 prong, Length 11cm | Piece
| Retractor, Plester, Plain x 2 prong, Length 11cm | Piece
| Scissors, Micro, Ear, Bellucci, 5.5mm, Length 80mm, Right turned | Piece
| Scissors, Micro, Ear, Bellucci, 5.5mm, Length 80mm, Left turned | Piece
| Scissors, Micro, Ear, Bellucci, 5.5mm, Length 80mm, Up turned | Piece
| Sickle knife, Schuknecht, Curved 15.5cm | Piece
Instruments
ENT Consumables | Nasal sponge , standard nasal packing , PVA sponge, 80 mm X 20 mm X 15 mm without pull string thread . | 10 pcs /Pkt
| Extra moist HME ( Heat Moisture exchanger ) | Piece
| Extra flow HME ( Heat Moisture exchanger ) | Piece
| Ear wick , 12mm X 15 mm, with fenestration | 20 pcs / box
| Tuebingen type ventilation tubes , size 1, ID 1.25 mm, OD 2.55 mm, length 1.6 mm, | 10 pieces /box
| Handsfree flexivoice HME ( Heat Moisture exchanger ) | Piece
| Otology packing strips : Clear silicon sheet , 6 X 40 X 0.13 mm | Piece
| Tuebingen type ventilation tubes , size 2, ID 1.50 mm, OD 2.80 mm, length 1.6 mm, | 10 pieces /box
| Ichthammol glycerin 99% liquid 400g (for compounding Ichthammol glycerin 10%w/w glycerol by pharmacy staff) | Bottle
| Larry tube with fenetration and ring , size 10 / 36 | Piece
| Doyle II Intranasal Airway Splints, Integral airway allows nasal breathing postoperatively, Medical grade silicone for ease of insertion, removal, and increased patient comfort , Hole in anterior tip allows suturing through septum to aid in stabilization and eliminates posterior dislodgement | Piece
| Single-use patient plate split, for adults and children Packaging unit for use with radiofrequency machine. | Piece
| Ossicular replacement prosthesis, Partial with adjustable length | Set
| Instument cleaning wipes , 85 mm X 85mm x 2mm | 20 pcs / box
| Voice prosthesis set : It should include voice prothesis, size 8mm, 17Fr with insertion system and disposable puncture set for placement of voice prothesis. Other accessories in the set should include brush , flush , guide wire, measure and dilator | Set
| Tuebingen type ventilation tubes , size 0, ID 1 mm, OD 2 mm, length 1.6 mm, | 10 pieces / box
| Absorbable Gelatin Sponge | Piece
| SHEEHY, Ventilation tube, Teflon, sterile, ID 1.25 mm. | Piece
| Vario Aerial total prosthesis adjustable length, 3 mm to 7mm ( in 0.25 mm increments ) .Shaft diameter 0.2mm, Material Pure titanium ( ASTM F67 Medical grade ) | Set
| Vario Bell partial prosthesis adjustable length, 1.75mm - 4.5mm ( in 0.25 mm increments ) , functioning length ( 0.75mm - 3.5mm ) . Shaft diameter 0.2mm, Material Pure titanium ( ASTM F67 Medical grade ) | Piece
| Antiflog solution : Kit with screw top dispenser bottles ( 6cc ) with one green microphone wiping pad with adhesive back . | Set
| Bridgemaster Nasal Splint, Articulated nasal splint’s flexible aluminum stabilizer adjusts inward,Segmented foam pads | Piece
| Ossicular replacement prosthesis, Total with adjustable length | Set
| Tracheostomy tube, Portex, Cuffed with suction above the cuff 7.5mm | Piece
| Rotatable blade, Curved, 11cm long with curved shaft, 40º, rotates through 360º, Operating speed upto 7500RPM | Piece
| Rotatable blade, Straight, 13cm long with straight shaft, rotates through 360º, Operating speed upto 7500RPM | Piece
| Laryngeal blade, Tricut, Double curved blade, 4mm, 22.5cm long, Operating speed up to 1500RPM | Piece
| Burr, Skull base, Diamond, Anterior 5mm, 70º, 13cm long, Operating speed upto 12RPM | Piece
| Burr, Skull base cutting, Anterior 5mm, 40º, 15cm long, Operating speed upto 12RPM | Piece
| Burr, Skull base cutting, Anterior 4mm, 15º, 15cm long, Operating speed upto 12RPM | Piece
| Tracheal blade, Serrated angle tip, 4mm, 37cm long, Operating speed upto 1200RPM | Piece
| Tracheostomy tube, Shiley, Cuffless with disposable inner cannula fenestrated, Size 3, I.D 3mm, Length 39mm | piece
| Tracheostomy tube, Shiley, Cuffless with disposable inner cannula fenestrated, Size 3, I.D 3.5mm, Length 39mm | piece
| Tracheostomy tube, Shiley, Cuffless with disposable inner cannula fenestrated, Size 4.5, I.D 4mm, Length 41mm | piece
| Tracheostomy tube, Portex, Cuffed with suction above the cuff 2.5mm | Piece
| Blades 0, 30, 45, 90° for microshaver (for nose surgery) | Set
| Electrical Wax Knife, Easy Waxer | Piece
| Investment Form, Transparent | Piece
| KAvo K5Plus | Piece
| Wax Immersion | Piece
| Dril Set: Hand drill To shape ear-mould and make sound hole through. a) Ball burs size: 1.2mm, 1.6mm, 1.8mm, 2.1mm, 2.7mm, 3.1mm Used as bit for above hand drill b) Soft ear mould ball bur size:1.6mm, 2.1mm ,2.3mm, 3.1mm, Used as bit for above hand drill c) Twist drill size: 0.6mm, 0.8mm, 1.0mm, 1.2mm, 1.4mm, 1.6mm, 2.0mm, 2.3mm, 2.35mm, 2.85mm Used as bit for above hand drill | Piece
| Egger Flex / AB 40 shore | Piece
| Standard Bench Type Magnifer | Piece
| UV Curing Units | Piece
| Cotton Impression Pads, Medium | Piece
| Cotton Impression Pads, Small | Piece
| Egger A/L Impression Material | Piece
| Heine Ear Light with acrylic tip | Piece
| Measuring Spoon, Syringe | Piece
| Ear Mould Making Silicon both hard and soft | Piece
| Injector S 50 | Piece
| Maxing Canulas, Standard | Piece
| Primer for Uniglue | Piece
| Sound Tube | Piece
| Tips for Canulas | Piece
| Tool stand | Piece
| Vaccum cleaner Used to absorb dust while drilling the ear mold | Piece
| Polising and grinding machine Used to make the edges of ear mould soft for hard ear mould | Piece
| Egger LP UV Curing Materials (Acrylic) | Piece
| Lacquers UV Curing, 100mL | Piece
| Permanent Pen, Blue | Piece
| Permanent Pen, Red | Piece
| Place Maker for Snap Ring | Piece
| Sandpaper, Abrasive Cloth 220grit | Piece
| Snap Ring | Piece
| Sound Tube, PVC | Piece
| Tracheostomy tube, Portex, Non-cuffed with suction above the cuff 6.5mm | Piece
| Tracheostomy tube, Shiley, XLT cuffless distal with disposable inner cannula, I.D 7mm, Total length 100mm, Proximal extention | Piece
| Tracheostomy tube, Fullers with fenestration, Sterling silver Size 30 | Piece
| Prick Skin Test: Allergy skin test along with needles and control (complete set to test fungus, fish, milk, pork, etc.) quantity enough to test 500 patients for allergens | Kit
| Epistaxis ballon catheter | Piece
| Shiley Tracheostomy Tube Cuffless with Disposable Inner Cannula Fenestrated: size 4, ID 5mm, length 62mm | Piece
| Nasal dressing with string, Adult, Length 5.5cm, Thickness 1.2cm, Height 2.5cm | 10/pack
| Drape, Surgical microscope compatable with Carl Zeiss, OPMI PICO | Piece
| Drape, Surgical microscope compatable with Carl Zeiss, EXTARO 300 | Piece
| Drape, Surgical microscope compatable with Carl Zeiss ( 6628505399) | Piece
| Nasal dressing with string, Adult, Length 8cm, Thickness 1.5cm, Height 3cm | 10/pkt
| Tracheostomy tube, Shiley, Cuffless with disposable inner cannula fenestrated, Size 3, I.D 3mm, Length 39mm | Piece
| Tracheostomy tube, Shiley, Cuffless with disposable inner cannula fenestrated, Size 4.5, I.D 4mm, Length 41mm | Piece
| Tracheostomy tube, Portex, Cuffed with suction above the cuff 4.0mm | Piece
| Tracheostomy tube, Portex, Cuffed with suction above the cuff 5.0mm | Piece
| Tracheostomy tube, Portex, Cuffed with suction above the cuff 6.0mm | Piece
| Tracheostomy tube, Portex, Cuffed with suction above the cuff 7.0mm | Piece
| Epistaxis nasal packing , PVA , 55 mm X 25 mm X 15 mm with pull string / thread | 10/Pkt
| Hearing aids- Body worn (Power - high) | Piece
| Portex cuffled tracheostomy tubes 5mm OD | Piece
| Portex cuffed tracheostomy tubes,3.0 mm OD | Piece
| Immersion Wax melter | Piece
| Portex tracheostomy tubes. 2.5 mm OD | Piece
| Tracheostomy tube, Portex, Cuffed with suction above the cuff 3.0mm | Piece
| Tracheostomy tube, Portex, Cuffed with suction above the cuff 6.5mm | Piece
| Tracheostomy tube, Shiley, Cuffless with disposable inner cannula fenestrated, Size 6, I.D 5mm, Length 62mm | Piece
| Tracheostomy tube, Shiley, Cuffless with disposable inner cannula fenestrated, Size 8, I.D 7.6mm, Length 79mm | Piece
| Gelatin sponge, Absorbable | Piece
| Tracheostomy tube, Long flange 7.5mm | Piece
| Tracheostomy tube, Fullers with fenestration, Sterling silver Size 28 | Piece
| Tracheostomy tube, Fullers with fenestration, Sterling silver Size 32 | Piece
| Tracheostomy tube, Fullers with fenestration, Sterling silver Size 34 | Piece
| Tracheostomy tube, Fullers with fenestration, Sterling silver Size 36 | Piece
| Tracheostomy tube, Shiley, Cuffless with disposable inner cannula fenestrated, Size 4, I.D 5mm, Length 62mm | Piece
| Tracheostomy tube, Shiley, XLT cuffless distal with disposable inner cannula, I.D 5mm, Total length 90mm, Distal extension | Piece
| Tracheostomy tube, Shiley, XLT cuffless distal with disposable inner cannula, I.D 6mm, Total length 90mm | Piece
| Tracheostomy tube, Shiley, XLT cuffless distal with disposable inner cannula, I.D 7mm, Total Length 100mm, Distal extention | Piece
| Tracheostomy tube, Portex, Cuffed with suction above the cuff 8.0mm | Piece
| Tracheostomy tube, Portex, Non-cuffed with suction above the cuff 4.0mm | Piece
| Tracheostomy tube, Portex, Non-cuffed with suction above the cuff 6.0mm | Piece
| Tracheostomy tube, Portex, Non-cuffed with suction above the cuff 7.0mm | Piece
| Tracheostomy tube, Portex, Non-cuffed with suction above the cuff 7.5mm | Piece
| Tracheostomy tube, Portex, Non-cuffed with suction above the cuff 8.0mm | Piece
| Ventilation tube, Sheehy, Teflon, Sterile 1.25mm | Piece
| Silcon sheet for middle ear surgery, 5 x 5 x 1mm | Piece
| Portex cuffed tracheostomy tubes: Size: 7.0mm | Piece
| Portex cuffed tracheostomy tubes: Size: 6.0mm | Piece
| Portex cuffed tracheostomy tubes: Size: 4.0mm | Piece
| Hearing aids: Behind the ear (Power- mild) | Piece
| Hearing aids, Behind the ear (Power - moderate) | Piece
| Hearing aids, Behind the ear (Power - high) | Piece
| Portex cuffed tracheostomy tubes, Size: 8.0mm | Piece
| Portex cuffed tracheostomy tubes, Size: 7.5mm | Piece
| Hearing aids, Body worn (Power - mild) | Piece
| Hearing aids, Body worn (Power -moderate) | Piece
| Shiley Tracheostomy Tube Cuffless with Disposable Inner Cannula Fenestrated, size 8, ID 7.6mm, length 79mm | Piece
| Shiley Tracheostomy Tube XLT Cuffless Distal with Disposable Inner Cannula, ID 5mm, Total length 90mm, Distal extension | Piece
| Shiley Tracheostomy Tube XLT Cuffless Distal with Disposable Inner Cannula, ID 7mm, Total length 100mm, Distal extention | Piece
| Shiley Tracheostomy Tube XLT Cuffless Distal with Disposable Inner Cannula, ID 7mm, Total length 100mm, Proximal extention | Piece
| Hartmann ear dressing forcep, SS | Piece
| Tracheostomy tubes | Piece
ENT Endoscope | Nasolaryngoscope , ultraslim, diameter 3.4mm, working length 300mm, bending range of distal tip 130º up and down, direction of view 0º. | Set
| ENT Scope Cabinet with Drying Pkg, Features: Sturdy, 18 gauge steel Holds up to 8 scopes in a secure stationary location Lockable tambour door helps protect and secure scopes. Engineered to protect scopes and provide easy access Removable drip tray Drying fans 120VAC (220 with International plug adapter) HEPA® filter captures up to 99.97% of particles, 0.3 microns, exceeding AORN scope storage recommendations. Assembled Cart Dimensions: 56.125”H x 36.125”W x 18.75”D (142.6cm H x 91.8 cm W x 47.6 cm D) Cart net weight 183 lbs (83 kg) | Set
| Otoendoscope , 1.9mm, autoclavable , 0º, working length 100mm, total length 160mm | Piece
| Hopkins telescope , diameter 4mm, length 18cm , autoclavable , field of view from 15 degree to 90 degree, adjustment knob for selecting desired direction of view ENT , fibre optic light transmission incorporated. | Piece
| Otoendoscope , 1.9mm, autoclavable , 30º, working length 100mm, total length 160mm | Piece
| Sinuscope, diameter 2.7mm, autoclavable , 30º , working length 140mm, total length 190mm | Piece
| Interchangeable suction irrigation sheath for Sinuscope 2.7mm, 30º ,140mm, autoclavable. | Piece
| Sinuscope, diameter 2.7mm, autoclavable , 70º , working length 140mm, total length 190mm | Piece
| Interchangeable suction irrigation sheath for Sinuscope 2.7mm, 0º , 140mm, autoclavable. | Piece
| Interchangeable suction irrigation sheath for Sinuscope 2.7mm, 30º ,140mm, autoclavable. | Piece
| Micro Laryngoscope , 4mm, autoclavable, reversed light post, 70°, working length 185mm, total length 225mm. | Piece
| Irrigation and suction sheath , outer diameter , 4.8mm X 6mm, working length 14cm ( for use with hopkins telescope , diameter 4mm, length 18cm , autoclavable , field of view from 15 degree to 90 degree, adjustment knob for selecting desired direction of view ENT , fibre optic light transmission incorporated ) | Piece
| Sinuscope, diameter 2.7mm, autoclavable , 0º, working length 140mm, total length 190mm | Piece
General Accessories | Connection cable for patient plate , 3m, for single use plate | Piece
| Bulbs for operating microscope, Compatible to existing operating microscop | Piece
| Higginson syringe for antral wash out | Piece
| Relevant cables and tubes, For Unidrive multifunction unit | Set
| Protecting Tube for HOPKINS telescopes | Piece
| BENJAMIN -HAVAS Clip for proximal illumination | Piece
| Specimen collector for bronchoscopy | Piece
| Prismatic Light Deflector for use with laryngoscope | Piece
| Kleinsasser handle for use with above two instruments, SS | Piece
| Polysomnography. Complete set. Sleep study | Set
| Hartmann ear forcep Alligator type (Crocodile forcep), Very fine, serrated, working length 12 cm, SS | Piece
| Flexible Brush for Cytology Handle, Length 35 cm, SS | Piece
| Footswitch, 2 pedals, explosion proof, 4m cable for use with Curis radiofrequency machine | Piece
| Bipolar cable , 3m , safety plug for use with Curis radiofrequency machine | Piece
| Shaver system, ENT: Micro-shaver hand piece, shaver blade straight, shaver blade curved; Compatible with multifunction unit, ENT; Power supply: AC 220-240V, 50Hz; Power cord with 3 round pin top | Set
| 90 degree hook | Piece
| Tillis forceps | Piece
| Audiometer accessories BC vibrator, B71 | Piece
| Audiometer accessories head phone, TDH 39 | Piece
| Light deflector, Prismatic for use with laryngoscope (Karl storz) | Piece
| Micro-motor cable for multifunction unit (Karl storz) | Piece
| Bulb for Cold light source compatible to existing light source (Karl storz) | Piece
| Power cable for multifunction unit (Karl storz) | Piece
| Protecting tube for HOPKINS telescopes (Hopkins) | Piece
| Adaptor for bronchoscope | Piece
| Otoscope bulb for LED 3.5 V | Piece
| Light carrier, Fibreoptic for proximal illumination | Piece
| Specimen collector for bronchoscope (Karl storz) | Piece
| Bulb for operating microscope compatible to existing operating microscope (Karl storz) | Piece
| Brush, Flexible for cleaning fibre optic scope; Handle, Length 35cm SS | Piece
| Foot switch cable for multifunction unit (Karl storz) | Piece
| Fiber optic light cable, Size 3.5cm | Piece
| Head phone, Audiometer accessories | Piece
| Hearing aid programing cable | Piece
| Insert | Piece
| REM measurement cords | Piece
| Water irrigation cables for multifunction unit (Karl storz) | Piece
| Bulbs for Cold light source, Compatible to existing | Piece
| Hartmann ear forcep Alligator type (Crocodile forcep), Very fine, serrated, working length 10 cm, SS | Piece
| Sterilizer dental Autoclave: Table top, Power supply 220-240v, 50Hz. Operating environmental condition: Temperature -10 to 40 ºC, Humidity > 80% | Piece
| Micromotor, ENT: Compatible with multifunction unit, ENT surgery | Set
| Crocodile forcep 7cm long | Piece
| Fiber Optic light cable, size 3.5cm | Piece
| Fiber Optic light cable, size 3.5cm, Length 230 cm | Piece
| Diamond straight shaft burrs with smooth shaft, length 7 cm, size 006 - 070, set of 15, SS | Piece
| Straight shaft burrs, Tungsten Carbide, length 7 cm, sizes 006 - 070, set of 14, SS | Piece
| Adaptors from Bronchoscope to any respiration equipment | Piece
| Wax hook | Piece
| Bulbs for Otoscope, Compatible to existing otoscope | Piece
| Back biter for FESS surgey | Piece
General ENT set | Polysomnography analyser, Portable: Battery operated and perform sleep staging; Facilities: Heart rate, ECG, EEG at least 2 channels; EOG for both left and right eye; EMG; Leg EMG for PLM; Thoracic and abdominal effort of Zrip technology; Snoring from flow sensor; body position; Oxygen saturation from finger pulse oximetry; Nasal/Oral flow; Thermistor flow; CPAP pressure; Pulse transit time; Event maker: Data should be stored on external SD card and downloaded after sleep study; Communication through USB with standard laptop; Compatible software (no software lock) for data acquisition, real time graphical data display, automatic sleep staging and scoring; Interpretation of neurological and respiratory events; the software should be compatible with Microsoft Windows 10 or higher operating system; Power Supply : 230V ± 6% , 50 Hz ± 1 %; Power cord with 3 round pin top. Suitable voltage stabilizer; Accessories: Lap top and printer. (Standardised Brands: Philips "or equivalent or higher") | Set
| Treatment system, ENT: Suction device with non-vibrating vacuum pump operated by an automatic switch system; Examination light set; Detachable instrument tray with cover; Pull-out arrangement panel; Instrument drawer; instrument discard tray on SS pull-out; Waste container for instrument and waste materials; LED head light with adjustable head band; Endoscope unit with endoscope tray ; 0°, 30°and 90° endoscopes Medical grade monitor 17"; inbuilt microscope system, camera with camera control unit and medical graded monitor and photo storage and video recorder. Examination chair hydraulic, fiber optic scopes ful set. Power Supply : 230V ± 6% , 50 Hz ± 1 %; Power cord with 3 round pin top. (Standardised Brands: Atmos "or equivalent or higher"). | Set
| Tracheal blade, Serrated angle tip, 4mm, 37cm long, Operating speed upto 1200RPM | Piece
| BARON suction tube, Angular, with grip plate, cut-off hole and stylet, LUER-Lock outer diameter 1mm, working kength 7.5cm | Piece
| Tungsten Carbide Needle Holder size 16.5cm Gold handle | Piece
| Head light With ball joint and vertical height adjustment: Head light With ball joint and vertical height adjustment, front section movable in all directions, fiber optic light cable included, with fully adjustable comfortable head band. Power cord with round 3 pin top | Set
| Radiofrequency system: 4MHz radiofrequency generator with AutoRF feature; Modulation frequency of 33 kHz; Mode of operation intermittent INT 10s/30s equals 25% ED with bipolar and monopolar. Power Supply : 230V ± 6% , 50 Hz ± 1 %; Power cord with 3 round pin top. Accessories: i) Foot-switch, 2 pedals explosion proof; ii) Cable, Class IPX8; iii) Bipolar cable, Safety plug, Generator side; iv) Patient plate, Small with cable, Resuable, Measurement 150 x 80mm; v) Bipolar forceps, Classic micro 23cm, Bayonet, tip 0.7 x 6mm; vi) Bipolar Binner probe with protective insulation for inferior turbinate; vii) Monopolar ball electrode 2.4mm, diameter 2mm; viii) Monopolar handpiece (Pencil), Cut and coag, shaft 2.4mm, cable 3mm; ix) Monopolar cable for 4mm instrument connector; x) Trolley case. | Set
| Monopolar electrode for RF tonsillotomy, 45° angled, working length 65mm | Piece
| Suction tube, Rigid with rubber tip, Straight, length 35cm | Piece
| Polysomnography analyser, Portable: Battery operated and perform sleep staging; Facilities: Heart rate, ECG, EEG at least 2 channels; EOG for both left and right eye; EMG; Leg EMG for PLM; Thoracic and abdominal effort of Zrip technology; Snoring from flow sensor; body position; Oxygen saturation from finger pulse oximetry; Nasal/Oral flow; Thermistor flow; CPAP pressure; Pulse transit time; Event maker: Data should be stored on external SD card and downloaded after sleep study; Communication through USB with standard laptop; Compatible software (no software lock) for data acquisition, real time graphical data display, automatic sleep staging and scoring; Interpretation of neurological and respiratory events; the software should be compatible with Microsoft Windows 10 or higher operating system; Power Supply : 230V ± 6% , 50 Hz ± 1 %; Power cord with 3 round pin top. Suitable voltage stabilizer; Accessories: Lap top and printer. (Standardised Brands: Philips "or equivalent or higher")" | Set
| Trachoestomy care kit: Sterile 3 compartment tray with two cotton-tipped 6inch applicators, one trach tube brush, one pre-cut gauze dressing, a waterproof drape, 30inch of twill tape, four 4inch x 4inch sponges, a pair of sterile gloves, and two pipe cleaners | Set
| Forceps, Negus, Curved, Large, SS 20cm | Piece
| Tonsillar artery forceps, Straight | Piece
| Laryngeal mirror with handle Size 6 | Piece
| Tongue blade, Russell Davis with central groove, SS, Size 4 | Piece
| Tongue blade, Russell Davis with central groove, SS, Size 2 | Piece
| Adenoid curette, Negus, Curved, SS, length 21cm with cage Size 4 | Piece
| Adenoid curette, Negus, Curved, SS, length 21cm with cage Size 2 | Piece
| Laryngeal mirror with handle Size 4 | Piece
| Endoscope, Hopkins, Straight forward, Autoclavable, Incorporated fibre optic light transmission 70°, diameter 4mm length 18cm | Piece
| Bone cutting forceps MC INDOIE 17.5cm | Piece
| Tongue depressor, Lacks | Piece
| Endoscope, Hopkins, Straightforward, Autoclave able, Light transmission incorporated fibre optic 0° dia. 2.9mm (Otoendoscope) | Piece
| Mouth gag, Heister 11cm | Piece
| RemB electric oscillating saw handpiece | Piece
| Tongue blade, Russell Davis with central groove, SS, Size 1 | Piece
| RemB electric reciprocating saw handpiece | Piece
| RemB electric saggital saw handpiece | Piece
| Mouth gag, Davis-Boyle SS | Piece
| TPS universal handswitch | Piece
| Suction tube, Rigid with rubber tip, Straight, length 55cm | Piece
| Suction handle, with cut-hole, LUER-lock, length 10cm, for use with metalic suction tube | Piece
| ENT Endoscopic Surgery Camera system : Three chip full HD camera head with appropriate processor for use with rigid endoscopes. Full HD LCD Medical grade full HD monitor , 27 inch with connecting cables . Xenon LED light source 300W with phaser technology included and standard . The system should include main cords, connecting cables , USB flash drive and USB silicon keyboard. Power Supply : 230V ± 6% , 50 Hz ± 1 %; Power cord with 3 round pin top. | Set
| BARON suction tube, Angular, with grip plate, cut-off hole and stylet, LUER-Lock outer diameter 1.7mm, working length 7.5cm | Piece
| Dingman Mouth gag | Piece
| ENT surgical Microscope , Magnification ( 6:1 zoom , motorized ) , Working distance ( 207mm to 470mm, variable through motorized multifocal lens; manually adjustable) , Focussing ( Motorized or manual via multifocal lens, manually adjustable ) , Eyepieces ( Widefield eyepiece for eyeglass wearers 10× and 12.5×, dioptric setting +/– 5 with adjustable eye cup ) , Objective ( Multifocal lens, 207mm to 470mm variable working distance ) , Main illumination ( High performance 180-watt xenon lamp through fiber optic ), Illumination (Illumination field diameter with Gaussian light distribution), field diameter ( Automatically adjusted to the field of vision and manually adjustable ) , Emergency Lamp ( High performance 180-watt xenon lamp through fiber optic ) , Control Unit ( Graphic LCD data display with background illumination, menu provides up to 10 user-specific configurations ) , Optical Data : Magnification range (1.2 to 12.8 with 10× eyepiece) , Filed of view diameter ( 16.5mm to 180mm with 10× eyepiece ) , Floor stand with 5 mechanical breaks . There should be option for attaching Micro manipulator for CO2 laser system. Power Supply : 230V ± 6%, 50 Hz ± 1 %; Power cord with 3 round pin top. | Set
| Treatment system, ENT: Suction device with non-vibrating vacuum pump operated by an automatic switch system; Examination light set; Detachable instrument tray with cover; Pull-out arrangement panel; Instrument drawer; instrument discard tray on SS pull-out; Waste container for instrument and waste materials; LED head light with adjustable head band; Endoscope unit with endoscope tray ; 0°, 30°and 90° endoscopes Medical grade monitor 17"; inbuilt microscope system, camera with camera control unit and medical graded monitor and photo storage and video recorder. Examination chair hydraulic, fiber optic scopes ful set. (Standardised Brands: Atmos "or equivalent or higher") | Set
| Motorized surgeon’s chair , Height adjustment electrically by footswitch . Height adjustment from minimum of 520mm to max of 730mm. Comfortable for the surgeon to use microscope while sitting. Height adjustable and detachable arm rests. Adjustable backrest should have both vertical and horizontal movements. Full Swivelling castors for easy mobility . Complete stainless steel parts with upholstered seat. | Set
| BARON suction tube, Angular, with grip plate, cut-off hole and stylet, LUER-Lock outer diameter 2.3 mm, working length 7.5cm | Piece
| Sterilization basket, Endoscope: Sieve basket for endoscope with removable lid made of high-quality SS wire, for cleaning, sterilisation, transport, storage and provision of an endoscope; Secured against opening, With closed wire loops , With silicone mounting elements | Set
| Bipolar electrodes for ENT for coagulation of tonsils , working length 110mm | Piece
| Operating Otoscope: Open system with rotatable lens and optional speculum for convenient procedures, plus bright light output. Swivelling viewing with at least 3x magnification. Should be able to detach the otoscope head. Should provide no reflections and obstructions. Should provide detachable speculum of various sizes. Should have inbuilt rechargeable battery. | Set
| Mouth gag, Doyen-Jansen (MOLT) 14cm | Piece
| Tonsillar scissors, Curved | Piece
| Motorized surgeon’s chair , Height adjustment electrically by footswitch . Height adjustment from minimum of 520mm to max of 730mm. Comfortable for the surgeon to use microscope while sitting. Height adjustable and detachable arm rests. Adjustable backrest should have both vertical and horizontal movements. Full Swivelling castors for easy mobility . Complete stainless steel parts with upholstered seat. | Set
| Powered instrument driver console footswitch | Piece
| Frenzel goggles for nystagmus, Small | Piece
| Camera system for endoscopic sinus surgery: Camera control unit with stand: Full HD camera unit; Sensor: 3MOS; Image format: 16:9inch; Image resolution: Full HD 1920 x 1080; TV Resolution: > 1000 lines; Sensitivity: < 3 lux with automatic white balance; Shutter speed: PAL (NTSC) 1/50 to 1/100 seconds, 2.5 digital zoom, Video output should have record options for both images and video in HD quality; With Camera head and coupler having beam splitting function; Xenon LED light source 300W with Phaser technology included and standard connector, light cable; Full HD LCD Monitor 27inch with connecting cables; Power Supply : 230V ± 6% , 50 Hz ± 1 %; Power cord with 3 round pin top. | Set
| OTOREAD SCREENER TEOAE: Technical Specifications  Measurement type: OtoAcoustic Emissions  Frequency range DPOAE: 1.5, 2, 2.5, 3, 3.5, 4, 5, 6, 8, 10, 12 kHz  Frequency range TEOAE: 0.7, 1, 1.4, 1.5, 2, 2.5, 2.8, 3.5, 4 kHz Stimulus intensity: 40 to 70 dB SPL (DPOAE). 83 dB SPL (TEOAE)  Maximum output (Protection): 90 dB (This level is well within OSHA permissible limits of 90 dBA for 8 hours)  Microphone system noise:-20 dB SPL @ 2 KHz(1 Hz bandwidth)-13 dB SPL @ 1 KHz (1 Hz bandwidth)  Battery life: Approximately 300 tests  Display: LCD-display 4 line x 10 character  Weight: 300 g/ 10.6 oz. including batteries  Internal software languages: English, German, French, Spanish, Russian  Screener 6 bands (1 fixed protocol) 1.5-4 kHz Standard accessories  Handheld OtoRead unit including probe cord and cradle  Printer including power supply and power cable  Printer Cable  Carrying Bag  Probe cord for extension (100 cm/39 inches)  2 Thermal rolls paper  Box of 146 eartips (10 size; 3, 4, 6, 7, 8, 9, 10, 11, 12, 13 mm)  4 probe tips  4 AA/UW3/R6 alkaline batteries | Set
| Suction unit, Portable: Flow rate: 20L/min; With NiMh battery; Special connection kit to start recharging automatically; Power Supply : 230V ± 6% , 50 Hz ± 1 %; Power cord with 3 round pin top. (Standardised Brands: Kay & Co, Anand Medical, K-insta, K-Plus and Vacuson) | Set
| Audiometer, Evoked-potential: ( IHS DUET) Complete set with software; Main unit interfaced with the computer via USB for fast data exchange; Separate output jack for left, right and bone transducers and a free field speaker output for eliminating time wasted switching between transducer; Preamplifier unit to connect electrodes to hardware; 2 channel amplifier having the capability for ipsilateral and contralateral ABR recording; System should have the capability for special test like ABR, ECochG, Cortical ASSR, AEP, AMLR, EABR,LLR and VEMP(o-vemp and c-vemp as mandatory); Stimulus types, Click, Tone burst, Tone pip; Stimulus polarity, Condensing, Rarefaction, Alternating; Masking Types, Absolute or Stimulus relative; Intensity, 0-130dB SPL; Repetition rate, 0.2-100; High pass filtering: RC or Digital Butterworth; Low pass filtering: Butterworth or Digital linear phase and separate earthing set up; Accessories: Lap top, Printer, BC transducers, conducting gel, 5 electrodes, jumper, AC headphones and inserts | Set
| Rhinolaryngoscope, Flexible, Fibreoptic, Adult: Instrument channel 1.2mm; Direction of view 0°, Angle of view 110°, Working length 34cm, Outer diameter 3.5mm; With working channel for suction and biopsy; Power supply 220-240V, 50Hz; Power cord with 3 round pin top (Standardised Brands: Karl Storz) | Set
| Clamp Applicator | Piece
| Janson Bone Rounger | Piece
| Alexander Gouge 170mm | Piece
| Elevator Bein | Piece
| Root Elevator | Piece
| Vascular Clamp : HD-D-5075 1 Pair | Pair
| Endoscope, Hopkins, Straightforward, Autoclave able, Light transmission incorporated fibre optic 0° dia. 4mm, length 18cm (Otoendoscope) | Piece
| Deavers Retractor | Piece
| Vascular Clamp: B-3A-5051 2 Pair | Pair
| Vascular Clamp:ABB33V -5043 1 Pair | Pair
| Tooth Extraction Forceps (CVD) | Piece
| Tooth Extraction Lower Molar Str. | Piece
| 4 Peinfield Dissector | Piece
| Light source, LED 3000: With phaser technology, low noise, low heat conduction; Standard connector, Manual or Automatic light intensity countrol; Lamp: Day light quality, 6000K (+/- 500 K), Lifetime </= 30,000 hours; Power supply: 220V-240V, 50Hz; Power cord of round 3 pin plug top | Set
| Vascular Clamp: B/3V-5063 2 Pair | Pair
| Vascular Clamp: ABB33A-5046 1 Pair | Pair
| Vascular Clamp: HD-S-5039 1 Pair | Pair
| Cryers Forceps Left | Piece
| Cryers Forceps Right | Piece
| Periostum Elevator Big | Piece
| Adson Toothed FCP | Piece
| Debaky FCP 155mm | Piece
| Headlight, OPD, LED, Portable with charger and spare battery, Input voltage:AC90~240V 50Hz~60Hz Power:LED 3W , Color temperature: 5500±500K Illumination:>20000Lux Bulb life time:50000h Charger time:5h Working time:4h/2h Weight:430g | Set
| LB Retractor | Piece
| Self retaining mouth gag | Piece
| Portex Cuffed Tracheostomy Tube, Size 8.0mm with adjustible flange | Piece
| Portex Cuffed Tracheostomy Tube, Size 7.5mm with adjustible flange | Piece
| Cartilage Slicer | Piece
| LB with Cats Paw | Piece
| LED head light: Cordless, rechargeable with charger; Power supply: 220V-240V, 50Hz; Power cord of round 3 pin plug top. Suitable voltage stabilizer. | Set
| Drill burs daimond and cutting, different sizes, long and short handle, rounded and conical | Piece
| Graft Press for temporalis fascia 3cm by 2cm at least | Piece
| Flexible fiberoptic nasopharyngolaryngoscope: Peadiatric size scope, Instrument channel 1.2 mm direction of view 0 degree | Set
| PORP (Partial ossicular replacement prosthesis) | Piece
| Skeeder drill for stapes surgery | Piece
| TORP (Total ossicular replacement prosthesis) | Piece
| Esophagoscope Tube, Length 30cm, Size 5 | Piece
| Microdebrider blades: Different angles and serrations; Should be autoclavable and reusable. For Nose, larynx and skull base surgery. | Piece
| Tongue blade with centreal groove | Piece
| Allergy skin Prick Test Set: Can test for house dust mite, pollen, cat and dog dander, food, insect venom and drug allergy etc. | Piece
| Otoacoustic Emissions (OAE) Equipment: Frequency range DPOAE: 1.5, 2, 2.5, 3, 3.5, 4, 5, 6, 8, 10, 12 kHz; Frequency range TEOAE: 0.7, 1, 1.4, 1.5, 2, 2.5, 2.8, 3.5, 4 kHz; Stimulus intensity: 40 to 70dB SPL (DPOAE), 83 dB SPL (TEOAE); Maximum output (Protection): 90 dB; Microphone system noise: -20dB SPL @ 2 KHz(1 Hz bandwidth)-13 dB SPL @ 1 KHz (1 Hz bandwidth); Battery life: Approximately 300 tests; Display: LCD-display 4 line x 10 character; Internal software languages: English; Screener 6 bands (1 fixed protocol) 1.5 - 4kHz; Standard accessories: Handheld unit including probe cord and cradle; Printer including power supply and power cable; Printer Cable; Carrying Bag; Probe cord for extension (100cm); 2 Thermal rolls paper; Box of 146 eartips (10 size; 3, 4, 6, 7, 8, 9, 10, 11, 12, 13 mm); 4 probe tips; 4 AA/UW3/R6 alkaline batteries | Set
| Micro Adson Forceps | Piece
| Reynold Scissors | Piece
| Kocher Str. 145mm | Piece
| Double End Retractor 203mm | Piece
| TC Wire Twister 150mm | Piece
| Faradeuf Raspatory Straight 140mm | Piece
| Mollison Retractor Sharp 155mm | Piece
| Cats Paw Retractor 220mm (8 x 7/22 x 7mm) | Piece
| Electrosurgical Unit: Output configuration: Isolated output; Cooling: Natural and forced convection, and fan; Display: 3LCD touch screen 14.5cm diagonal; Connector ports: LED illuminated smart connector readers; Mounting: Energy platform cart,universal mounting cart and /or overshelf; Monopolar, bipolar and ligature output charecteristics; Monopolar cut mode: Pure (max. power 330W) and blend (max. power 200W); Monopolar coagulation mode: Fulgurate (max. power 200W) and spray (max. power 200W); Bipolar mode: low (max. of 95W), Standard (max. of 95 W) and macro (max. of 95W); Ligature mode: Rated load 20 Ohms, Max. power of 350W; Power supply: AC 220V- 230V, 50HZ Power cord with round 3 pin top and suitable UPS | Set
| Dingman Bone Holding Forceps | Piece
| Dissecting Forceps Toothed | Piece
| Dissecting Non-Tootherd FCP | Piece
| Dissecting Tootherd FCP | Piece
| TC Fomon Raspdbent 203mm | Piece
| Verbrugge Bone Forceps | Piece
| Gemini Clamp Right | Piece
| Gillis Tootherd FCP | Piece
| Sewell Antrum Rasp. Blunt 200mm | Piece
| Jansen Retractor 100mm | Piece
| Kocher Langenbeck Retractor 216mm | Piece
| Abdominal Malleable Retractor 200mm | Piece
| Heister Mouth Gag 130mm | Piece
| Jacobson Haemostat Forcep 190mm | Piece
| Vascular Spatula 240mm | Piece
| Koeing Elevator Straight 155mm | Piece
| Single Hook | Piece
| Joseph Double Hook 165mm | Piece
| Raspatory Pennybacker CVD 6mm | Piece
| Mannerfelt Osteotome 8 mm | Piece
| Bone Nibbler | Piece
| Obwegser Osteotome CVD | Piece
| Mannerfielt Osteotome 6mm | Piece
| Barth Bone Burreter 180mm | Piece
| Mallet 220mm | Piece
| Bone Curetter 270mm | Piece
| Heister Mouth Gag 130mm for Maxillectomy Set (Head & Neck) | Piece
| Micro Needle Holder | Piece
| Micro Scissors | Piece
| Jwel Forceps Big | Piece
| Jwel Forceps Small | Piece
| TC Strabismus Scissors | Piece
| Gel to form ear mold shell from impression | Piece
| Suction Tip 3 | Piece
| Metalic Scale 500mm | Piece
| Skin Hook 180mm | Piece
| Micro Adson Toothed 120mm | Piece
| Kocher LB Retractor 216mm | Piece
| Adson Baby Retractor | Piece
| Stevens Tenotomy Scissors 110mm | Piece
| MOSQ CVD | Piece
| LB Retractor : Basic Plastic Surgery Set | Piece
| Medium Right Angle | Piece
| Bone Conduction Hearing Aid for children less then 10 years | Piece
| Hearing Aid (High) Digital | Piece
| Hearing Aid (Moderate) Digital | Piece
| Hearing Aid for Children, Analogue | Piece
| Hearing Aid for Children, Digital | Piece
| Merocoel, (hemostatic sponge used in epitaxis) | Piece
| Silicon Sheet for uniform epithelization and prevention of adhesion during ear surgery | Piece
| Sound Level Meter | Piece
| Cutter to cut sound tubes to make impression | Piece
| Compressor 6-15M | Piece
| Micro OvenTo develop ear-mould shell for hard ear-moild | Piece
| Refrigerator To develop ear-mould shell for soft earmoild | Piece
| Thermometer to measure wax temperature. | Piece
| Cotton Impression Pads, Large | Piece
| Diagnostic Audiometer: Available Signals: Stimulus: Pure tone, warble tone, 2 external inputs and USB audimetry. MIC input for live speech audiometry.Masking: NBN, WN, SN SIGNALS SPECIFICATION Attenuator step: 1 and 5 dB, Presentation: Continuous, Pulsed (0.5, 1 and 2 Hz) Warble: 5 Hz sin wave modulating signal AVAILABLE OUTPUTS AND TRANSDUCERS AC: Headphones (TDH-39 / DD45) HF headphones (HDA-300) Insert earphones (ER-3A / ER-5A) BC: B-71 bone vibrator Free field Insert masking earphone: IME-100 AVAILABLE TESTS  Pure Tone audiometry (HL and UCL) Auto threshold (modified Hughsone-Westlake)  HF audiometry: from 8 to 20 kHz (optional)  Speech audiometry (SRT, WRS, MCL, and UCL)  Speech audiometry (SRT, WRS, MCL, and UCL)  SISI test  2 independent channels Master Hearing Aid  QuickSIN® test (optional)  Visual Reinforcement Audiometry (VRA) and Conditioned Play Audiometry (CPA) test (optional) with video reinforces INCLUDED PARTS  TDH-39 supra-aural headphones  B71 bone vibrator  Patient response switch  Monitor headset with boom microphone  Clip-on microphone for patient-to-operator communication  Medical grade power supply  USB connection cable  User manual  Inventis Software Suite CD  Noah Maestro module  Daisy software and Daisy Maestro module  Four magnetic covers OPTIONAL ACCESSORIES (with order code) | Set
| Micromotor: Motor speed range: 300-50,000 RPM; Motor torque: 6Ncm, Max torque instrument: 70Ncm, 20:1 contrangle, with option for coolant attachment, Coolant rate: 1-100mL/min; Max power output: 120W; Power supply: 220-240V, 50Hz; Power cord with 3 round pin top | Set
| Integrated power console: Connection option: Up to 4 handpieces at once including microdebrider; Otologic drill and sinus drill; With multifunction foot pedal and coextruded suction irrigation tubing set; User interface: Touchscreen with a display resolution of min. 480 x 640 pixels; Power Supply : 230V ± 6% , 50 Hz ± 1 %; Power cord with 3 round pin top. | Unit
| Hearing Aid analyzer/programmer: specifications: &#9679;Frequency Range: 125 to 12500 Hz &#9679; Stimuli: Pink, whilte, speech noise, ISTS, tone sweep &#9679;Stimulus Level: 50-90 dB SPL, 1 or 5 dB steps &#9679; Frequencies per Octave (sweep): 24, 12, 6, 3 &#9679;Frequency Resolution: 1/24, 1/12, 1/6, 1/3 &#9679; Dynamic Range:> 100 dB &#9679; Coupler Mic Intensity:20-150 dB &#9679;Reference Mic Intensity:20-100 dB &#9679;Power:15V / 2 Amp DC &#9679;Size: (W x D x H) 13.7 x 13.7 x 5.5 in. (348 x 348 x 140 mm.) &#9679;Weight:13 lbs. (5.9 kg.) PC SYSTEM REQUIREMENTS: &#9679;Pentium-class or equivalent PC with 1.6 GHz or faster processor &#9679;2 Gb RAM (more is recommended) &#9679;CD-ROM reader &#9679;Screen resolution of 1024x768 or higher &#9679;Available USB port &#9679;150 Mb of available hard disk space &#9679;NOAH 3.7 or later &#9679;Microsoft Windows XP (SP3), Windows 7 or 8 | Set
| Operating microscope, Portable: 3D image, clarity, HD image; Side port for assistant view; with provision to connect to monitor, Camera etc.; Changeable working length (F) from 200-400 (for use in ear, throat etc.) with fine adjustments; able to rotate 360o; Can be fixed to table, bed or patient head end during operation time; With carry case and handy to carry to districts and remote areas (Standardised Brands: Carl Zeiss "or equivalent or higher") | Unit
| OPTIONAL ACCESSORIES: ER-3A insert earphones  ER-5A insert earphones  IME-100 insert masking earphone  DD45 complete headset  Amplivox Audiocups noise excluding enclosures for TDH- 39 and DD45 headphones  Desktop microphone for live speech tests  Cable set for sound booths with jack sockets  Cable set for sound booths with RCA sockets  One active speaker FBT J 5A (230V model)  One active speaker FBT J 5A (120V model) | Set
| Portable Audiometer: Audiometric Headset &#9679; Bone Conductor &#9679; Patient Response Button&#9679;External Power Supply &#9679;Audiogram Charts &#9679;Operation Manual CD &#9679;Multilingual CE Instructions for Use &#9679; Amplivox Audiocups, noise reducing headset &#9679;The lightweight carrying case will hold the as well as a noise reducing headset and audiogram charts etc. &#9679;Pure, Warble and Pulsed tones &#9679;Automatic Threshold test &#9679; SISI and Bekesy tests &#9679; Stenger and ABLB tests &#9679;Tone in Noise test (Langenbeck) &#9679; 125Hz - 8000Hz .(125-250hz to 8000hz) &#9679;-10dB to 120dBHL output &#9679; Air and Bone Conduction &#9679; WN and NB masking &#9679;5dB and 1dB attenuators &#9679; Insert Phones (optional) | Set
| Electrosurgical generator for OPD/Minor OT: Pure Cut 120W, Cut Haemo 80W, Soft Coag 80W, Forced Coag 80W, Bi Coag 80W, Resistance 240Ohms, Optical singals 8 levels, Main cable | Set
| Endoscope, Hopkins, Straight forward, Autoclavable, Incorporated fibre optic light transmission 30°, diameter 2.9mm (Otoendoscope) | Piece
| Telecam SL II Camera Control unit: Color systems PAL/NTSC, with integrated digital Image Processing Module, Power Supply 100-240 VAC 50/60 Hz. Consisting of : 20213020 Telecam SL II Camera Control Unit 400A Mains cord 2x20221070 Connecting cable, for controlling peripheral devices, Lengh,180cm, 536MK BNC/BNC Video Cable, Length 180cm, 20040082, DV Connecting Cable, 6pin to 4 pin length 450cm.Power supply 220-240v, 50Hz. Suitable Voltage stabilizer. Power cord with round 3 pin top | Set
| Xenon Cold Light Fountain Compact unit : with built in 300 Watt XENON lamp with manually variable light intensity from 0 - 100 %, Provides a light intensity which meets all requirements even for use with fiberscope or narrow-lumen rigid endoscopes, Color Temperature of 6000 Kelvin for daylight illumination, Highest Color Rendering Index (CRI) for naturally color recognition, Maximum light intensity immediately after power up, Fan for silent air-ventilation Novel type of light source adapter for improved heat dissipation at the proximal ends of fiber optic light cables.Power supply 220-240v, 50Hz. Suitable Voltage stabilizer. Power cord with round 3 pin top | Set
| Loupe, Binocular with frames, magnification 2.5X, with light and two portable batteries with charger | Piece
| Anatomical model, Larynx: Remavable vocal cords, arytenoid cartilage and the epiglottis; Representation of hyoid bone, cricoid cartilage, thyroid cartilage, thyroid and parathyroid glands; On a stand | Piece
| Anatomical model, Nose: Dissectible into 5 parts to clearly show the complicated structure of the bones and the nasal cavity covered by mucous membrane; Coloured individual cartilage and bone; Removeable nasal concha (visible entry to the ethmoidal labyrinth); Removable nasal septum to view mucous membrane of the nasal cavity with the 3 nasal passages and nasal conchae; Removable middle concha to view the olfactory nerve and olfactory lobe; On base | Piece
| Anatomical model, Ear: High quality and colourful model of the human ear representing outer, middle and inner ear; Make: Unbreakable polymer; Removable eardrum with hammer and anvil, 2-part labyrinth with stirrup, cochlea and auditory/balance nerve; With base and photocopiable key to parts | Piece
| Radiofrequency system: 4MHz radiofrequency generator with AutoRF feature, Modulation frequency of 33 kHz, Mode of operation intermittent INT 10s/30s equals 25% ED with bipolar and monopolar. Power Supply : 230V ± 6% , 50 Hz ± 1 %; Power cord with 3 round pin top. | Set
| Light Source, Portable (LED): 10W; For both rigid and flexible endoscopes; Small, lightweight, easy to use; With fast screw thread, boost mode for temporary increase in brightness, brightness >110 Im/>150 KLX; Charger and rechargeable batteries | Unit
| Head-worn light, Fibreoptic: With ball joint and vertical height adjustment; Front section movable in all directions; fiber optic light cable;Power supply: AC 220-230V, 50-60Hz; Power cord with 3 round pin top | Set
| Isthmus hook, Jackson 17cm | Piece
| Retractor, Langenbeck 21cm, 30 x 11mm | Piece
| Tracheal dilator, Trousseau 14cm | Piece
| Tracheal hook, Iterson, 16cm | Piece
| Light source, LED, Handheld 10W: For both rigid and flexible endoscopes; Small, lightweight, easy to use; Charger and rechargeable batteries; With fast screw thread, boost mode for temporary increase in brightness, burning times 120 min, brightness >110 Im/>150 KLX | Set
| Surgical Loupe, Binocular: Magnification of 2.5x; Working distance 550mm; Field of view diameter 115mm; size L with elastic head band and soft nose bridge; Sports frame with featuring laser protection and eyepiece protection with elastic headband and soft nose piece; With lens protection device and side shields with soft case; With powerful LED light source with integrated temperature control; With 3-step intensity control, charge level indicator and belt clip; Adaptor to attach to the loupe; Cable clip to connect the lamp cable to the carrier; Light intensity Up to 50,000 Lux (at distance of 300mm); With 2 medical grade lithium-ion smart battery packs for fast charging, Processor controlled with 220-240V, 50Hz power adapter | Piece
| HOPKINS Straight Forward Telescope: 0 degree diameter 2.9 mm, length 6 cm | Piece
| Dr. Speech (software version 4) With all standard accessories | Set
| Operating chair, Hydraulic: With round seat and back rest and castors wheel; Adjustable height with hand release control and foot rest and hand rest; Anatomical seat cushion | Set
| Cordless rechargeable LED head light with charger | Set
| Suction Tip | Piece
| Shaver system for paranasal sinuses micro-shaver handpiece, shaver blade straight, shaver blade curved: (It should be compatible with Unidrive multifunction unit for ENT surgery) Power supply 220-240v, 50Hz. Suitable Voltage stabilizer. Power cord with round 3 pin top | Set
| Binocular surgical loupe, magnification of 3.5 X, HRP optics, working distance of 420 mm, with extended field of view , adjustable optics right and left to select exact inter-pupillary distance, with spectacle frame and LED lighting plus other accessories. | Set
| Camera system for endoscopic sinus surgery: Camera control unit: Full HD camera unit; Sensor: 3MOS; Image format: 16:9inch; Image resolution: Full HD 1920 x 1080; TV Resolution: > 1000 lines; Sensitivity: < 3 lux with automatic white balance; Shutter speed: PAL (NTSC) 1/50 to 1/100 seconds, 2.5 digital zoom, Video output should have record options for both images and vidoe in HD quality; With Camera head and coupler having beam splitting function; Xenon LED light source 300W with Phaser technology included and standard connector, light cable; Full HD LCD Monitor 27inch with connecting cables; Power supply 220-240V, 50Hz | set
| Blohmke's tonsil holding forceps 205mm | Piece
| Light source Xenon cold light fountain compact unit with built in 300W XENON lamp with manually variable light intensity from fiberscope or narrow-lumen rigid endoscopes; Colour temperature of 6000K for day light illumination; Highest colour immediately after power up; Fan for silent air-ventilation; Novel type of light source adapter for improved heat dissipation; Power supply: 220V-240V, 50Hz; Power cord of round 3 pin plug top. Suitable voltage stabilizer | Set
| Fibreoptic rhinolaryngoscope, Adult Instrument channel 1.2 mm; direction of view 0o, angle of view 110o, working length 34 cm, outer diameter 3.5 mm; with working channel for suction and biopsy; Power supply 220-240V, 50Hz. Suitable Voltage stabilizer. Power cord with round 3 pin top | Set
| Tele-laryngo-pharyngoscope with HOPKINS Lateral 90o; Stammberger telescope handle, flat, standard model, length 11cm for use with HOPKINS telescope 4 mm, length18 cm | Piece
| Headlight, Surgical, LED, Portable with charger and spare battery. Input voltage:AC90-240V 50Hz-60Hz | Set
| Operating Microscope, ENT: Main tubes - 180 degree tiltable tube, Eye Pieces - 12.5 X wide field eyepieces , Focus – Speedfokus, working distance 200mm – 500mm, Illumination Triled fully integrated LED light source , Balance – Autobalance , Co-observation – left / right with stereo co-observer , XY movement – angular movement with joystick or footpedal , Videosystem – Premium HD Video package fully integrated with 3 chip HD camera , 1080p, Video options HD video in , Fluroscence yellow 560, Visualisation – additional depth of field. Power Supply : 230V ± 6% , 50 Hz ± 1 %; Power cord with 3 round pin top. | Unit
| Otoscope with rubber bulb and spare light bulb; Inbuilt rechargeable battery; Size large enough for instrumentation (Standardised Brands: Heine and Beta-100) | Set
| Rhinolaryngoscope, Flexible, Fibreoptic, Paediatric: Instrument channel 1.2 mm; Working Length: 27cm; Angle of View: 90°; Direction of view: 0°; Diameter: 2.5 mm (Standardised Brands: Karl Storz) | Set
| Suction tube, Yankauer length 29cm | Piece
| Endoscope, Hopkins, Straight forward, Autoclavable, Incorporated fibre optic light transmission 30°, diameter 4 mm length 18cm (Otoendoscope) | Piece
| Laryngeal mirror with handle Size 5 | Piece
| Laryngeal mirror with handle Size 7 | Piece
| Laryngeal mirror with handle Size 8 | Piece
| Adenoid curette, Negus, Curved, SS, length 21cm with cage Size 3 | Piece
| Mouth gag, Self retaining | Piece
| Tongue blade, Russell Davis with central groove, SS, Size 3 | Piece
| Tonsillar artery forceps, Halle Birkett, Straight, SS, 20cm | Piece
| Tonsillar snare, Eves, SS, Length 27cm | Piece
| Suspension bipod, Draffin for use with tongue blade and mouth gags SS | Piece
| Pillar retractor and tonsil dissector, Anterior with tooth | Piece
| Ligature carrier, Negus | Piece
| Naso- meter II - Model 6400 | Set
| Foot suction: with capacity of -600mmHg t 10 at 200m1 Per Stroke, Heavy Piston Pump, Non - Collapsible Suction Tubing, 1500mml capacity jar wilh over flow system & ABS Lid | Set
| Mastoid drill hand piece - It should be compatible with Unidrive multifunction unit for ENT surgery | Set
| Operating microscope, Microvascular surgery, ENT | Set
| Mastoid drill micromotor - It should be compatible with Unidrive multifunction unit for ENT surgery | Set
| HOPKINS Straight Forward Telescope: 30 degree diameter 2.9 mm, length 6 cm | Piece
| Unidrive multifunction unit for ENT surgery | Piece
| HOPKINS Straight Forward Telescope: 30 degree diameter 4 mm length 18 cm | Piece
| Operating ENT Microscope | Set
| HOPKINS Straight Forward Telescope: 0 degree diameter 4 mm, length 18 cm | Piece
| Play audiometer | Set
| Mobile suction unit with wide mouthed 2 X 2 Ltr jars,mtr. capacity of - 700 mm Hg +/- 10 regulable , flutter free vaccum control knob, tubing of 8mm ID X 2 | Set
| Kocher Str. 200mm | Piece
| Tympanometer (Ipsilateral & contralateral) | Set
| HOPKINS Straight Forward Telescope: 70 degree diameter 4 mm length 18 cm | Piece
| Brainstem evoked response audiometer(ABR) complete set with software | Set
| Triveni Speech Trainer: TST- 100 | Set
| ENT integrated power console for use with microdebrider and drill with multifunction foot pedal. | Unit
| Impression foam (XL, L, M, S) to make semi-weight bearing impression of a patients ear | Piece
Head and neck instruments | B/3V-5063 | Pair
| Elevator, Coupland | Piece
| Elevator, Bein | Piece
Vascular clamp
Tooth extraction set
Maxillectomy set (Head and neck)
Bone set (Head and neck)
Micro-laryngeal set
Equipment (Head and Neck surgery)
Head and Neck Minor Set
Basic Plastic Surgery Set
Head and Neck Major Set
| Laser micromanipulator, CO2: Variable spot size; Focal length: 200 to 400mm; Adjustable joystick tension; Movable hand rest; 360° rotation; Microscope adaptors; Laser arm adaptor | Set
| Laser micromanipulator, CO2: Variable spot size; Focal length: 200 to 400mm; Adjustable joystick tension; Movable hand rest; 360° rotation; Microscope adaptors; Laser arm adaptor; Power supply 220 - 240V, 50Hz; Power cord with 3 round pin | Set
| Equipment (head and neck) | Section header
Micromanipulator, ENT: Variable spot size; Focal length: 200 to 400mm; Adjustable joystick tension; Movable hand rest; 360° rotation; Microscope adaptors; Laser arm adaptor; Power supply 220-240V, 50Hz; Power cord with 3 round pin
| General/multiple surgical solid-state/carbon dioxide laser system (Equivalent to AcuSpot 712) | Set
| Clamp applicator | Piece
| Vessel dilator | Piece
| Approximator clamp without frame, 1.0 - 2.25mm vessel diameter | Pair
| Approximator clamp, General purpose without frame, 1.0-2.25mm vessel diameter | Pair
| Retractor, LB | Piece
| Bone currete, Barth 180mm | Piece
| Bone forceps, Verbrugge | Piece
| Bone gouge, Alexander 170mm | Piece
| Bone holding forceps, Dingman | Piece
| Fomon rasp, TC bent 203mm | Piece
| Mallet 220mm | Piece
| Osteotome, Mannerfelt 8mm | Piece
| Osteotome, Obwegser CVD | Piece
| Raspatory, Faradeuf, Straight 140mm | Piece
| Fibreoptic nasopharyngolaryngoscope Optical system: field of view 90o, depth of field 3.5-50mm; Insertion tube: Distal end outer diameter 2.6mm, insertion tube outer diameter 2.9mm, Working length 300mm, Bending section angulation range up 130o and down 130o, total length 510mm; Number of remote switch 4 with NBI and stroboscopic light source; Xenon light source; Power supply: AC 220-230V, 50-60Hz; Power cord with 3 round pin top | Set
| Raspatory, Pennybacker CVD 6mm | Piece
| Wire twister, TC 150mm | Piece
| Retractor, Deavers | Piece
| Abdominal retractor, Malleable 200mm | Piece
| Retractor, Cats paw 220mm (8 x 7/22 x 7mm) | Piece
| Root elevator, Warwick James Nº 1 | Piece
| Forceps, Sponge holding, Foerster 25cm | Piece
| Clip, Jones 9cm | Piece
| General/multiple surgical solid-state/carbon dioxide laser system | Set
| Metallic scale 500mm | Piece
| Retractor,Cheek 8.3 x 5.9 x 1.7inch, 5.6 ounces | Piece
| Towel clamp, Backhaus Kocher 13cm | Piece
| Forceps, Dissecting and ligature, Overholt-Geissendoerfer 21cm | Piece
| Forceps, Dissecting and ligature, Overholt-Geissendoerfer 27cm | Piece
| Forceps, Dissecting and ligature, Toennis 21cm | Piece
| Vessel loop, Medical grade silicon, Mini, Red 0.8 x 406mm for vessel, nerve retraction | Piece
| Electrosurgical unit Output configuration: Isolated output; Cooling: Natural and forced convection, and fan; 3LCD touch screen display, 14.5cm diagonal; Connector ports: LED illuminated smart connector readers; Mounting: Energy platform cart, universal mounting cart and overshelf; Monopolar, bipolar and ligature output charecteristics; Monopolar cut mode: Pure (max. power 330W) and blend (max. power 200W); Monopolar coagulation mode: Fulgurate (max. power 200W) and spray (max. power 200W); Bipolar mode: low (max. of 95W), Standard (max. of 95W) and macro (max. of 95W); Ligature mode: Rated load 20Ohms, Max. power of 350W; Power supply: AC 220-230V, 50-60Hz; Power cord with 3 round pin top | Set
| Microsurgery instruments set Microscissor round handle, Straight 12cm, 9mm (1 no.); Microscissor round handle , straight 18cm, 9mm (1 no.); Microscissor round handle, Curved 12cm, 9mm (1 no.); Microscissor round handle, Curved 18cm, 9mm (1 no.); Microneedle holder, 14cm, Delicate straight, 0.5 mm tips (1 no.); Microneedle holder, 14cm, Delicate curved, 0.5 mm tips (1 no.); Micro needle holder, 14cm, Delicate straight, 1 mm tips (1 no.); Microneedle holder, 14cm, Delicate curved, 1 mm tips (1 no.); Artery-approximator w/o frame 8mm (1 no.); Artery-approximator w/o frame 11mm (1 no.); Vein-approximator w/o frame 8mm (1 no.); Vein-approximator w/o frame 11mm (1 no.); Artery single clip, 8mm, Straight (2 nos); Artery single clip, 11mm, Straight (2 nos); Vein single clip, 8mm, Straight (2 nos); Vein single clip, 11mm, Straight (2 nos); With micro tray for microsurgery instruments set | Set
| Elevator, Periostum (Big) | Piece
| Elevator, Root | Piece
| Forceps, Cryers, Right | Piece
| Forceps, Coupland | Piece
| Forceps, Cryers, Left | Piece
| Clamp, Gemini, Right | Piece
| Forceps, Adson, Toothed | Piece
| Forceps, Debaky 155mm | Piece
| Dissecting forceps, Non-toothed | Piece
| Dissecting forceps, Toothed | Piece
| Forceps, Gillis, Toothed | Piece
| Forceps, Micro-Adson | Piece
| Retractor, LB | Piece
| Scissor, Reynold | Piece
| Elevator, Koeing, Straight 155mm | Piece
| Forceps, Jacobson, Haemostat 190mm | Piece
| Forceps, Kocher, Straight 145mm | Piece
| Forceps, Kocher, Straight 200mm | Piece
| Hook, Joseph, Double 165mm | Piece
| Hook, Single | Piece
| Mouth gag, Heister 130mm | Piece
| Retractor, Double end 203mm | Piece
| Retractor, Jansen 100mm | Piece
| Retractor, Kocher Langenbeck 216mm | Piece
| Retractor, Mollison, Sharp 155mm | Piece
| Vascular spatula 240mm | Piece
| Antrum rasp, Sewell, Blunt 200mm | Piece
| Bone curette 270mm | Piece
| Bone forceps, Verbrugge | Piece
| Bone rounger, Janson | Piece
| Bone cutting forceps | Piece
| Forceps, Jeweler, Small | Piece
| Forceps, Jeweler, Big | Piece
| Micro-needle holder | Piece
| Micro-scissor | Piece
| Bone nibbler | Piece
| Osteotome, Mannerfelt 8mm | Piece
| Osteotome, Mannerfielt 6mm | Piece
| Raspatory, Faradeuf, Straight 140mm | Piece
| Wire twister, TC 150mm | Piece
| Skin hook 180mm | Piece
| Retractor, Deavers | Piece
| Retractor, Adson-baby | Piece
| Scissor, Stevens Tenotomy 110mm | Piece
| Scissor, Strabismus, Tungsten carbide | Piece
| Suction tip | Piece
| Bone rounger, Blumenthal | Piece
| Bone holding forceps, Dingman | Piece
| Bone gouge, Alexander 170mm | Piece
| Fomon rasp, TC bent 203mm | Piece
| Hook handle with saw | Piece
| Mallet 220mm | Piece
| Osteotome, Mannerfielt 4mm | Piece
| Raspatory, Pennybacker CVD 6mm | Piece
| Rounger, Janson Bone | Piece
| Wall antrum rasp, RC Blunt 200mm | Piece
| Osteotome, Obwegser CVD | Piece
| Clip applicator | Piece
| Alligator forceps, Left | Piece
| Alligator forceps, Right | Piece
| Cutting cuff forceps, Straight | Piece
| Miniature forceps, Left | Piece
| Grasping forceps, Right | Piece
| Miniature forceps, Right | Piece
| Grasping forceps, Left | Piece
| Spoon forceps, Left | Piece
| Spoon forceps, Right | Piece
| Spoon forceps, Straight | Piece
| Retractor, Vocal cord | Piece
| Scissor, Kleimsseor, Straight | Piece
| Microlaryngeal scissor, Straight | Piece
| Minature scissor, Left | Piece
| Minature scissor, Angled 45 degree | Piece
| Minature scissor, Right | Piece
| Suction tube, Coagulation with stylet | Piece
| Suction tube, Insulated without style 3mm | Piece
| Suction tube, Kleimsseor | Piece
| Saw system for bony work on mandible and maxilla Console Surgical drill core console; Supply 220-240V on 50-60hz; Identify different hand pieces with display; Equipped with atleast 3 ports to connect 3 hand pieces, 2 ports for connecting 2 foot switches & integrated irrigation facility. Should be USFDA & CE approved; Cord Length at least 10ft long, 3/8inch diameter flexible electrical connecting cord; Dot-to-Dot type push-pull connectors at both ends-2 Nos; Saw and Drill Micro drill, Micro-oscillating Saw; Micro-reciprocating saw for mandible and maxilla; Micromotor handpieces to run from Electric motor; Control unit with integrated irrigation system; Reciprocating saw: titanium body, cut in a perpendicular; Line Max. speed of 14000 cpm; Oscillating saw: titanium body, Max. speed of 20000cpm; Excursion: 7-8 degree arc; Micro drill: titanium body, Length 4.6-4.9 inch, diameter 19-21mm; Speed: Max RPM of 50,000; Accepts J-Notch or Straight Shank burs; supplied with sedium straight attachment, 1 No & Long angled attachment,1 no | Set
| Syringe, Irrigation without stylet | Piece
| Bone curreter, Barth 180mm | Piece
| Dissector, Peinfield no 4 | Piece
| LB with cats paw | Piece
| Micro Adson forceps, Toothed 120mm | Piece
| Retractor Medium Right angled | Piece
| MOSQ CVD | Piece
| HD-D-5075 | Pair
| HD-S-5039 | Pair
| B-3A-5051 | Pair
| Arrowtip microdissection electrode, straight, 0.3mm, working length 20mm | Piece
| Dissecting and ligature forceps - Toennis 26 cm | Piece
| Atraumatic Bulldog clamp , De Bakey , 7.5cm | Piece
| Thumb and tissue forceps , Adson , 15cm | Piece
Head and Neck Surgery Instrument | Powered instrument driver Core Console for saws and drills, for use with TPS universal handswitch, RemB electric handswitch, Core universal handswitch, Core footswitch , Motors ( Core Sagittal Saw, Core Oscillating Saw, Core Universal saw, RemB electric microdrill, RemB Electric Oscillating Saw, RemB Electric Sagittal Saw, RemB Reciprocating Saw ). Dimensions 330.2 mm X 137.2 mm X 442.0 mm ), 7.8kg, Input voltage 100-240V , 50/60 Hz. Motor Port output voltage 40V, Footswitch port output voltage 5V | Set
| Supergliss non stick bipolar forceps, Bayonet, total length 20cm, angled tips 1mm, 30° angled | Piece
| Thumb and tissue forceps , Adson Micro ,toothed ( 1:2) , 12cm | Piece
| Haemostatic forceps , Collins, 16cm | Piece
| Dissecting Scissors, Metzenbaum S, Curved, 23cm | Piece
| Thumb and tissue forceps , Adson , 12cm | Piece
| Needle holder, TC, 18cm | Piece
| Needle holder, TC, 14cm | Piece
| Root elevator, Warwick James, Nº 1 | Piece
| Ball electrode, ball 3mm, working length 20mm | Piece
| Dissecting and ligature forceps - Gemini 25 cm | Piece
| Thumb and tissue forceps , Adson Micro , 15cm | Piece
| Thumb and tissue forceps, Adson Micro, toothed ( 1:2), 15cm | Piece
| Ball electrode, ball 1mm, working length 20mm | Piece
| Thumb and tissue forceps , Adson Micro , 12cm | Piece
| Haemostatic forceps ( straight ) , Leriche , 15cm | Piece
| Bone Chisel, Hibbs, Curved, 24cm, 5mm. | Piece
| Bone Chisel, Alexander, 17cm ,6mm | Piece
| Needle holder, Mayo - Hegar, 24cm | Piece
| Needle holder, Johnson, Curved, 27cm | Piece
| Bone Rongeurs, Cleveland, 17.5cm | Piece
| Bone cutting forceps, Liston, 19cm | Piece
| Bone Curette, Simon, tip size no 4, 24cm | Piece
| Bone Curette, Simon, tip size no 6, 24cm | Piece
| Bone Holding forceps, LANE , 33cm | Piece
| Bone Hammer, Kirk, 750g, 19cm | Piece
| Bone Curette, Simon, tip size no 2, 24cm | Piece
| Bone Chisel, Alexander, 17cm, 10mm | Piece
| Retractor, Langenback 21cm, 35 x 7mm | Piece
| Dental extractor Nº 62 | Piece
| Dental extractor Nº 33 | Piece
| Retractor, Langenback, 21cm, 40 x 11mm | Piece
| Retractor, Langenback, 21 cm, 60 X 20mm | Piece
| Retractor, Langenback, 21cm, 35 x 10mm | Piece
| Retractor, Langenback, 21cm, 35 x 15mm | Piece
| Retractor, Skin hooks, Joseph, 16cm, single hook | Piece
| Cheek Retractor, Ward, 15.5cm | Piece
| Diver, Castroviejo- Epker, 9cm, 40mm | Piece
| Mouth gag, Heister, 11cm | Piece
| Suction tube, Yankauer, 27cm | Piece
| Haemostatic forceps , Johns - Hopkins, 20cm | Piece
| Jones Clip , 9cm | Piece
| Sponge holding forcep, Foerster, 25cm | Piece
| Towel clamps ( Backhaus Kocher), 13 cm | Piece
| Dissecting and ligature forceps - Overholt - Geissendoerfer 21 cm | Piece
| Dissecting and ligature forceps - Overholt - Geissendoerfer 27 cm | Piece
| Dissecting and ligature forceps - Toennis 21 cm | Piece
| Dissecting and ligature forceps - Toennis 26 cm | Piece
| Dissecting and ligature forceps - Rumel 24 cm | Piece
| Tube milking rollers - Gunner - Hey , length 18.5cm , 7.25 inch | Piece
| Scalpel handle, 21.5cm | Piece
| Haemostatic forceps , Mixter - Baby , 14cm | Piece
| Haemostatic forceps , Mixter - Baby , 18cm | Piece
| Haemostatic forceps , Dandy , 14cm | Piece
| Haemostatic forceps , Meeker , 28cm | Piece
| Haemostatic forceps , Toennis, 21cm | Piece
| Thumb and tissue forceps, Adson, toothed ( 1:2), 12cm | Piece
| Thumb and tissue forceps, Adson, toothed (1:2), 15cm | Piece
| Thumb and tissue forceps , Cushing , 17cm | Piece
| Operating Scissors , Mayo- stille , 14cm | Piece
| Dissecting Scissors , Metzenbaum FINO, Curved , 15cm | Piece
| Dissecting Scissors, Metzenbaum FINO, Curved, 23cm | Piece
| Vascular scissors , Beuse , curved , 14cm | Piece
| Vascular scissors, Beuse, curved, 18cm | Piece
| Bone levers, Hohmann, 24mm , | Piece
| Bone elevator, Williger, 16cm | Piece
| Thumb and tissue forceps, Cushing, toothed ( 1:2), 17cm | Piece
| Bone Files, Putti, 27cm | Piece
| Lip retractor, 19cm | Piece
| Tongue holding forcep, collin, 18cm | Piece
| Scalpel handle with graduation in CM, 12cm | Piece
| Retractor, Langenback, 21cm, 50 x 11mm | Piece
| Retractor, Skin hooks, Joseph, 16cm, double hook | Piece
| Retractor, Wolkman, five hooks, 21.5cm | Piece
| Ruler, Metal, 30cm | Piece
| Tongue Depressor, Hartman, 15cm | Piece
| Tongue Depressor, Bruenings, 19cm | Piece
| Mouth Gag, Doyen-Jansen (MOLT), 14cm | Piece
| Suction tube, Poole, 10mm | Piece
| Instrument container, Lid perforated and bottom perforated 580 x 280 x 150mm | Piece
| Suction tube, Poole 10mm | Piece
| Kidney Tray, 170mm x 100mm x 30 mm | Piece
| Suction tube, Frazier, 5mm, 19cm, 30 Degree | Piece
| Suction tube, Frazier, 3mm, 19cm, 30 Degree | Piece
| Tissue Grasping forceps, Babcock, 20cm | Piece
| Tissue Grasping forceps, Thomas Allis, 20cm | Piece
| Needle Case, 65 x 15mm | Piece
| Kidney Tray, 275mm x 150mm x 50mm | Piece
| Gallipot, 71mm x 50mm | Piece
| Vessel loop, medical grade silicon, mini, Red, 0.8mm X 406mm, for vessel, nerve retraction | Piece
| Cheek Retractor, 8.3 X 5.9 X 1.7 inches, 5.6 Ounces | Piece
Laryngoscope set | Scissor, Kleinsasser, Straight, length 23cm SS | Piece
| Scissor, Laryngoforce, Left, Cutting blade 10mm, length 23cm SS | Piece
| Laryngeal knife, Kleinsasser, Oval, Straight SS | Piece
| Scissor, Kleinsasser, Curved left, length 23cm SS | Piece
| Kleinsasser Laryngoscope, extralarge , modified for Co2 Laser surgery for adults with lateral outer channels for suction to remove vapour / or fibreoptic light carrier , length 17cm. | Piece
| Scissor, Laryngoforce, Curved right, Cutting blade 10mm, length 23cm SS | Piece
| Operating Laryngoscope, Kleinsasser, length 18cm, Medium (Adult) | Piece
| Operating Laryngoscope, Kleinsasser, length 13cm, Small (Child) | Piece
| Scissor, Kleinsasser, Angled 45o, length 23cm SS | Piece
| Laryngoscope holder and chest support | Piece
| Bipolar electrodes for ENT for coagulation of larynx , working length 270mm | Piece
| Forceps, Kleinsasser, Cutting, Curved upwards, Cupped jaws 2mm, Working length 23cm with cleaning connector | Piece
| Grasping forceps, Alligator, Double action jaws, SS, dia. 1.5mm, length 35cm | Piece
| Peanut grasping forceps, Universal, length 35cm, dia. 2mm | Piece
| Peanut grasping forceps, Double action jaws, dia. 2.0mm, length 35cm | Piece
| Laryngoscope, Kleinsasser, Large, Length 17cm, Modified for Co2 laser surgery for adults with lateral outer channels for suction to remove vapour /or fibreoptic light carrier | Piece
| Non stick Mono polar suction tube , 3.3mm, lumen 2mm, working length 25.5cm. | Piece
| Kleinsasser Laryngoscope, large, modified for Co2 Laser surgery for adults with lateral outer channels for suction to remove vapour / or fibreoptic light carrier, length 17cm | Piece
| Kleinsasser miniature grasping forceps , straight, serrated, sheath connically reinforced from distal to proximal end, with cleaning connector, working length 23cm. | Piece
| Kleinsasser Laryngoscope, Medium, modified for Co2 Laser surgery for adults with lateral outer channels for suction to remove vapour / or fibreoptic light carrier, length 17cm. | Piece
| Kleinsasser miniature grasping forceps , curved to left , serrated, sheath connically reinforced from distal to proximal end, with cleaning connector, working length 23cm. | Piece
| Kleinsasser miniature grasping forceps , curved upwards, serrated, sheath connically reinforced from distal to proximal end, with cleaning connector, working length 23cm. | Piece
| Kleinsasser Alligator grasping forceps, heavy model, single action jaws, with cleaning connector, working length 23cm. | Piece
| Forceps, Kleinsasser, Cutting, Straight, Cupped jaws 2mm, Working length 23cm with cleaning connector | Piece
| Universal Biopsy and Grasping forcep, working length 35cm, diameter 2 mm, for use with laryngoscope | Piece
| Microlaryngeal scissor, Blade length 6mm, Right turn Length 9-1/4 inch | Piece
| Microlaryngeal scissor, Straight; Blade Length 6mm, Left turn Length 9-1/4 inch | Piece
| Kleinsasser miniature grasping forceps , curved to right, serrated, sheath connically reinforced from distal to proximal end, with cleaning connector, working length 23cm. | Piece
| Kleinsasser laryngeal biopsy forceps, heavy model with oval jaws, size 3x4mm, single action jaws, with cleaning connector, working length 23cm. | Piece
| Kleinsasser Scissors, curved to right, with cleaning connector , working length 23cm. | Piece
| Kleinsasser Scissors, curved to left, with cleaning connector, working length 23cm. | Piece
| Kleinsasser insulated cannula, for suction and coagulation , outer diameter 3mm, working length 26cm , for use with unipolar high frequency. | Piece
| Kleinsasser suction tube, outer diameter 2mm, working length 23cm. | Piece
| Kleinsasser Scissors, Straight, with cleaning connector , working length 23cm. | Piece
| Microlaryngeal forceps, Blade length 6mm, Angled up Length 9-1/4 inch | Piece
| Microlaryngeal forceps, Blade length 6mm, Left turn Length 9-1/4 inch | Piece
| Microlaryngeal forceps, Blade length 6mm, Right turn, Length 9-1/4 inch | Piece
| Kleinsasser suction tube, outer diameter 2.5mm, working length 23cm. | Piece
| Microlaryngeal scissor, Blade length 6mm, Left turn Length 9-1/4 inch | Piece
| Chest piece for suspension laryngoscopy | Piece
| Scissor, Laryngoforce, Straight, Cutting blade 10mm, length 23cm SS | Piece
| Scissor, Metzenbaum, Curved, length 18cm SS | Piece
| Microlaryngeal scissor, Blade length 6mm, Angled up Length 9-1/4 inch | Piece
| Tracheal dilator, two bladed, length 15cm SS | Piece
| Kleinsasser suction tube, outer diameter 3mm, working length 23cm. | Piece
| Extension , Groningen Model, for enlargement of opening angle of support rod for overweight patients, angled, length 8cm. | Piece
| Kleinsasser suction tube, outer diameter 4mm, working length 23cm. | Piece
| Laryngoforce Scissors for large tumours, straight, robust model, cutting blade 10mm, sheath diameter 3mm, with cleaning connector , working length 23cm. | Piece
| Sickle knife, curved , delicate, 3 to 1 mm tappered shaft, total length 23cm. | Piece
| Benjamin Parsons laryngoscope holder and chest support , Gottingen model, with adjustment wheel including Benjamin Parsons support rod , movable , with metal ring, diameter 12cm and 2 lateral set screws, length 34cm. | Piece
| Sinus Burr of various angles in a set of five | Set
| Laryngoscope, Kleinsasser, Extra-large, Length 17cm, Modified for Co2 laser surgery for adults with lateral outer channels for suction to remove vapour /or fibreoptic light carrier | Piece
| Skimmer blade for precise excision of small lesions in delicate areas; Blade length from 18 to 45cm in 2.9, 3.5, and 4.0mm diameters (microdebrider for laryngeal surgery) | Set
| Spoon forceps, Kleinsasser 2mm, Straight, Sheath conically reinforced from distal proximal end, distal end curved to right cleaning connector, working length 23cm | Piece
Spoon forceps, Kleinsasser 2mm, Straight, Sheath conically reinforced from distal proximal end, distal end curved upwards 10° cleaning connector, working length 23cm
| Spoon forceps, Kleinsasser 2mm, Straight, Sheath conically reinforced from distal proximal end, distal end curved upwards 45° cleaning connector, working length 23cm | Piece
| Suction tube, Vapour removal, Length 16cm for use with Kleinsasser laryngoscope | Piece
| Suction tube, Vapour removal, Length 14cm for use with Kleinsasser laryngoscope | Piece
| Light carrier, Fibreoptic for distal illumination, Length 16cm for use with Kleinsasser laryngoscopes | Piece
| Suction tube, Vapour removal, Length 12cm for use with Kleinsasser laryngoscope | Piece
| Laryngoscope, Rudert, Anterior commisure, Triangular spatula shaped, Medium, Universal size with lateral outer channel for fibreoptic light carrier or suction tube for laser vapour | Piece
| Light carrier, Fibreoptic for distal illumination, Length 14cm for use with Kleinsasser laryngoscopes | Piece
| Laryngoscope, Kleinsasser, Anterior commisure, Children, Length 15cm, Modified for Co2 Laser surgery with lateral outer channels for suction to remove vapour /or fibreoptic light carrier , | Piece
| Laryngoscope, Kleinsasser, Medium, Length 17cm, Modified for Co2 laser surgery for adults with lateral outer channels for suction to remove vapour /or fibreoptic light carrier | Piece
| Light carrier, Fibreoptic for distal illumination, Length 12cm for use with Kleinsasser laryngoscopes | Piece
| Forceps, Kleinsasser, Cutting, Curved to right, Cupped jaws 2mm, Working length 23cm with cleaning connector | Piece
| Forceps, Kleinsasser, Alligator grasping, Heavy model, Single action jaws, Working length 23cm with cleaning connector | Piece
| Suction tube, Kleinsasser, Working length 23cm, Outer diameter 3mm | Piece
| Cannula, Insulated, Kleinsasser, Outer diameter 3mm, Working length 26cm for use with unipolar high frequency for suction and coagulation | Piece
| Forceps, Kleinsasser, Cutting, Curved to left, Cupped jaws 2mm, Working length 23cm with cleaning connector | Piece
| Forceps, Kleinsasser, Laryngeal biopsy, Heavy model with oval jaws, Single action jaws, Working length 23cm with cleaning connector | Piece
| Suction tube, Kleinsasser, Working length 23cm, Outer diameter 2.5mm | Piece
| Suction tube, Kleinsasser, Working length 23cm, Outer diameter 2mm | Piece
| Scissors, Kleinsasser, Straight, Working length 23cm with cleaning connector | Piece
| Scissors, Kleinsasser, Curved to right, Working length 23cm with cleaning connector | Piece
| Scissors, Kleinsasser, Curved to left, Working length 23cm with cleaning connector | Piece
| Forceps, Kleinsasser, Miniature grasping, Straight, Serrated, Sheath connically reinforced from distal to proximal end, Working length 23cm with cleaning connector | Piece
| Forceps, Kleinsasser, Miniature grasping, Curved upwards, Serrated, Sheath connically reinforced from distal to proximal end, Working length 23cm with cleaning connector | Piece
| Forceps, Kleinsasser, Miniature grasping, Curved to right, Serrated, Sheath connically reinforced from distal to proximal end, Working length 23cm with cleaning connector | Piece
| Forceps, Kleinsasser, Miniature grasping, Curved to left, Serrated, Sheath connically reinforced from distal to proximal end, Working length 23cm with cleaning connector | Piece
| Spoon forceps, Kleinsasser 2mm, Straight, Sheath conically reinforced from distal proximal end, distal end curved to left cleaning connector, working length 23cm | Piece
| Suction tube, Kleinsasser, Ball end, Curve upward, outer diameter 2mm, working length 23cm | Piece
| Extension, Groningen model, Angled, Length 8cm for enlargement of opening angle of support rod for overweight patients | Piece
| Suction tube, Kleinsasser, Working length 23cm, Outer diameter 4mm | Piece
| Sickle knife, Curved, Delicate, Tappered shaft 3 to 1mm, Total length 23cm | Piece
| Scissors, Straight, Robust model, Cutting blade 10mm, Sheath diameter 3mm, Working length 23cm with cleaning connector for large tumours | Piece
| Laryngoscope holder and chest support, Benjamin Parson's, Gottingen model, Diameter 12cm and 2 lateral set screws, Length 34cm with adjustment wheel including Benjamin Parson's support rod and metal ring, Movable | Piece
| Biopsy forceps, Circular, length 35cm | Piece
| Cutting forceps, Kleinsasser, Curved left with 2mm cupped jaws, SS, length 23cm | Piece
| Cutting forceps, Kleinsasser, Straight, with 2mm cupped jaws, SS, length 23cm | Piece
| Grasping forceps, Alligator, Double action jaws, SS, dia. 2.0mm, length 55cm | Piece
| Suction/coagulation cannula, Insulated with ergonomic handle, Fitting for unipolar coagulation, length 23cm, dia. 3.5cm | Piece
| Tonsillar artery forceps, Halle Birkett, Curved, SS, 20cm | Piece
| Cutting forceps, Kleinsasser, Curved right with 2mm cupped jaws, SS, length 23cm | Piece
| Bone cutting saw | Piece
| Scissor, Kleinsasser, Curved right, length 23cm SS | Piece
| Sickle laryngeal knife, Kleinsasser, Curved, Pointed SS | Piece
| Operating Laryngoscope, Kleinsasser, length 15cm (Child) | Piece
| Rudert anterior commisure laryngoscope , medium, universal size , triangular spatula shaped , with lateral outer channel for fibreoptic light carrier or suction tube for laser vapour | Piece
| Fibreoptic light carrier, for distal illumination , length 16cm , for use with Kleinsasser laryngoscope. | Piece
| Suction tube to remove vapour , length 12cm , for use with Kleinsasser laryngoscope. | Piece
| Kleinsasser Laryngoscope, Children, modified for Co2 Laser surgery for adults with lateral outer channels for suction to remove vapour / or fibreoptic light carrier , length 15cm , for anterior commissure. | Piece
| Fibreoptic light carrier, for distal illumination , length 12cm , for use with Kleinsasser laryngoscopes. | Piece
| Fibreoptic light carrier, for distal illumination , length 14cm , for use with Kleinsasser laryngoscope. | Piece
| Suction tube to remove vapour , length 16cm , for use with Kleinsasser laryngoscope. | Piece
| Suction tube to remove vapour , length 14cm , for use with Kleinsasser laryngoscope. | Piece
| Kleinsasser cutting forceps, Straight, with 2mm cupped jaws, with cleaning connector, working length 23cm. | Piece
| Kleinsasser cutting forceps, curved upwards, with 2mm cupped jaws, with cleaning connector, working length 23cm. | Piece
| Kleinsasser cutting forceps, curved to right, with 2mm cupped jaws, with cleaning connector, working length 23cm. | Piece
| Kleinsasser cutting forceps, curved to left , with 2mm cupped jaws, with cleaning connector, working length 23cm. | Piece
Microvascular Surgery Set | Tracheostomy set | Heading
| Microscissor, Noyes, 16cm | Piece
| Microscissor, Westcott, Blunt , 11cm | Piece
| Microneedle holder, Catroviejo, Curved, 14cm | Piece
| Microneedle holder, Catroviejo, Straight, 14cm | Piece
| Microforceps, Curved, 18cm | Piece
| Forcerps, Splinter, Curved, 12cm | Piece
| Forceps, Haemostatic, Johns-Hopkins, 5cm | Piece
| Forceps, Haemostatic, Dieffenbach, 3.5cm | Piece
| Forceps, Iris, Stevens, 10cm | Piece
Oesophagoscopy set | Insertable suction tube for use with oesophagoscope ,diameter 2mm, length 50cm | Piece
| Oesophagoscopy forcep, Sheath Diamter 2.5mm, working length 55cm, alligator for hard foreign bodies , double action jaws | Piece
| Roberts Jesberg Oesophagoscope, Oval, size 12 x 16 mm, Length 40cm | Piece
| Paediatric Oesophagoscope tube, size 5, length 30cm | Piece
| Roberts Jesberg Oesophagoscope, Oval, size 12 x 16 mm , Length 55cm | Piece
| Insertable suction tube for use with oesophagoscope ,diameter 2mm, length 55cm | Piece
| Oesophagoscopy forcep, Sheath Diamter 2.5mm, working length 55cm, pointed , serrated for coins and flat foreign bodies, double action jaws | Piece
| Paediatric Oesophagoscope tube, size 6, length 30cm | Piece
| Oesophagoscopy forcep, Sheath Diameter 2.5mm, working length 35cm, spoon shaped , round for biopsy, single action jaws | Piece
| Oesophagoscopy forcep, Sheath Diameter 2.5mm, working length 35cm, for peanuts and soft foreign bodies | Piece
| Peanut grasping forceps, Oesophagoscope, SS, dia. 2.5mm, length 30cm | Piece
| Roberts Jesberg Oesophagoscope, Oval, size 10 x 14 mm, Length 50cm | Piece
| Insertable suction tube for use with oesophagoscope ,diameter 2mm, length 30cm | Piece
| Fibreoptic light carrier for use with oesophagoscopes, length 35cm | Piece
| Oesophagoscopy forcep, Sheath Diameter 2 mm, working length 35cm, spoon shaped , oval , fenestrated for biopsy and foreign body removal, double action jaws | Piece
| Suction tube for oesophagoscopy, working length 45cm , diameter 4mm, rubber tip , straight | Piece
| Operating oesophagoscope, Oval, Roberts Jesberg, Length 55cm | Piece
| Suction tube for oesophagoscopy, working length 45cm , diameter 4mm | Piece
| Paediatric Oesophagoscope tube, size 4, length 30cm | Piece
| Denture cutting forceps, Oesophagoscope, SS, dia. 2.5mm, length 55cm | Piece
| Grasping forceps, Oesophagoscope, Alligator, Double action jaws, SS, dia. 2.5mm, length 30cm | Piece
| Denture cutting forceps, Oesophagoscope, SS, dia. 2.5mm, length 30cm | Piece
| Oesophagoscopy forcep, Sheath Diameter 2.5mm, working length 35cm, alligator for hard foreign bodies , single action jaws | Piece
| Oesophagoscope tube, Length 40cm, Size 5 | Piece
| Oesophagoscope tube, Length 25cm, Size 4 | Piece
| Roberts Jesberg Oesophagoscope, Oval, size 12 x 16 mm, Length 30cm | Piece
| Roberts Jesberg Oesophagoscope, Oval, size 12 x 16 mm, Length 45cm | Piece
| Prismatic light deflector , autoclavable ,with connection to fibre optic light cable | Piece
| Roberts Jesberg Oesophagoscope, Oval, size 12 x 16 mm, Length 50cm | Piece
| Roberts Jesberg Oesophagoscope, Oval, size 10 x 14 mm, Length 30cm | Piece
| Biopsy grasping forceps, Oesophagoscope, Universal, dia. 2.5mm, length 55cm | Piece
| Hypopharyngoscope, Roberts Jesberg,oval , size 12x16mm, Length 20cm | Piece
| Paediatric Oesophagoscope tube, size 3.5, length 18.5cm | Piece
| Oesophagoscopy forcep, Sheath Diamter 2.5mm, working length 55cm, for peanuts and soft foreign bodies , double action jaws | Piece
| Roberts Jesberg Oesophagoscope, Oval, size 12 x 16 mm, Length 35cm | Piece
| Fibreoptic light carrier for use with oesophagoscopes, length 45cm | Piece
| Oesophagoscopy Scissors, Sheath Diamter 2.5mm, working length 55cm, Straight, for Trituration of bone. | Piece
| Roberts Jesberg Oesophagoscope, Oval, size 10 x 14 mm, Length 40cm | Piece
| Fibreoptic light carrier for use with oesophagoscopes, length 55cm | Piece
Oesophagoscope Tube Set: Consisting of oesophagoscope tubes of Length 25cm, Size 3, 4, 5, 6 and 7 of length of 30cm and 40 cm ( Set of 5 oesophagoscope )
| Oesophagoscope, Roberts Jesberg, Oval, Size 10 x 14mm, Length 30cm | Piece
| Cotton carrier , working length 55cm , diameter 4mm | Piece
| Coagulation Suction tube for oesophagoscopy, working length 55cm , diameter 4mm, insulated with connector pin for unipolar coagulation | Piece
| Sponge holder , working length 55cm , diameter 4mm with spring handle | Piece
| Suction tube for oesophagoscopy, working length 55cm , diameter 4mm, rubber tip , straight | Piece
| Hypopharyngoscope, Roberts Jesberg, Oval, Size 12 x 16mm, Length 20cm | Piece
| Hypopharyngoscope, Roberts Jesberg, Oval, Size 8 x 12mm, Length 20cm | Piece
| Light carrier, Fibreoptic, Oesophagoscope, Length 35cm | Piece
| Light carrier, Fibreoptic, Oesophagoscope, Length 45cm | Piece
| Light carrier, Fibreoptic, Oesophagoscope, Length 55cm | Piece
| Oesophagoscope, Roberts Jesberg, Oval, Size 10 x 14mm, Length 40cm | Piece
| Oesophagoscope, Roberts Jesberg, Oval, Size 10 x 14mm, Length 50cm | Piece
| Oesophagoscope tube, Paediatric, Size 4, Length 30cm | Piece
| Suction tube for oesophagoscopy, working length 30cm , diameter 3mm | Piece
| Suction tube for oesophagoscopy, working length 35cm , diameter 4mm | Piece
| Oesophagoscope, Roberts Jesberg, Oval, Size 12 x 16mm, Length 40cm | Piece
| Oesophagoscope, Roberts Jesberg, Oval, Size 12 x 16mm, Length 45cm | Piece
| Forceps, Oesophagoscopy, Alligator, Double action jaws, Sheath diamter 2.5mm, Working length 55cm for hard foreign bodies | Piece
| Oesophagoscope tube, Paediatric, Size 5, Length 30cm | Piece
| Forceps, Oesophagoscopy, Alligator, Single action jaws, Sheath diamter 2.5mm, Working length 55cm for hard foreign bodies | Piece
| Forceps, Oesophagoscopy, Double action jaws, Sheath diamter 2.5mm, Working length 55cm for peanuts and soft foreign bodies | Piece
| Forceps, Oesophagoscopy, Serrated, Double action jaws, Sheath diamter 2.5mm, Working length 55cm for coins and flat foreign bodies | Piece
| Forceps, Oesophagoscopy, Sheath diameter 2.5mm, Working length 35cm for peanuts and soft foreign bodies | Piece
| Forceps, Oesophagoscopy, Spoon shaped, Oval, Double action jaws, Sheath diameter 2mm, Working length 35cm for biopsy and foreign body removal | Piece
| Forceps, Oesophagoscopy, Spoon shaped, Round, Double action jaws, Sheath diamter 2.5mm, Working length 55cm for biopsy | Piece
| Forceps, Oesophagoscopy, Spoon shaped, Round, Single action jaws, Sheath diameter 2.5mm, Working length 35cm for biopsy | Piece
| Forceps, Oesophagoscopy, Straight, Sheath diamter 2.5mm, Working length 55cm for trituration of bone | Piece
| Oesophagoscope, Roberts Jesberg, Oval, Size 12 x 16mm, Length 30cm | Piece
| Oesophagoscope, Roberts Jesberg, Oval, Size 12 x 16mm, Length 35cm | Piece
| Hypopharyngoscope, Roberts Jesberg, Oval, Size 10 x 14mm, Length 20cm | Piece
| Oesophagoscope, Roberts Jesberg, Oval, Size 12 x 16mm, Length 50cm | Piece
| Oesophagoscope, Roberts Jesberg, Oval, Size 12 x 16mm, Length 55cm | Set
| Suction tube for oesophagoscopy, working length 60cm , diameter 4mm | Piece
| Oesophagoscope tube, Paediatric, Size 3.5, Length 18.5cm | Piece
| Oesophagoscope tube, Paediatric, Size 6, Length 30cm | Piece
| Suction tube, Insertable, Oesophagoscope, Diameter 2mm, Length 30cm | Piece
| Suction tube, Insertable, Oesophagoscope, Diameter 2mm, Length 50cm | Piece
| Suction tube, Insertable, Oesophagoscope, Diameter 2mm, Length 55cm | Piece
| Suction tube for oesophagoscopy, working length 55cm , diameter 4mm, with cut-off hole | Piece
| Suction tube for oesophagoscopy, working length 55cm , diameter 4mm | Piece
| Operating oesophagoscope, Oval, Roberts Jesberg, Length 30cm | Piece
Suction tube, Oesophagoscope, Size 25cm
| Biopsy grasping forceps, Oesophagoscope, Universal, dia. 2.0mm, length 30cm | Piece
| Biopsy grasping forceps, Oesophagoscope, Universal, dia. 2.5mm, length 30cm | Piece
| Biopsy grasping forceps, Oesophagoscopy, Universal, dia. 2.0mm, length 55cm | Piece
| Bioscopy forceps, Oesophagoscope, Circular, SS, dia. 2.5mm, length 30cm | Piece
| Oesophagoscope tube, Length 25cm, Size 3 | Piece
| Oesophagoscope tube, Length 25cm, Size 6 | Piece
| Oesophagoscope tube, Length 25cm, Size 5 | Piece
| Oesophagoscope tube, Length 40cm, Size 4 | Piece
| Bioscopy forceps, Oesophagoscope, Circular, SS, dia. 2.5mm, length 55cm | Piece
| Grasping forceps, Oesophagoscope, Alligator, Double action jaws, SS, dia. 2.5mm, length 55cm | Piece
| Hypopharyngoscope, Roberts Jesberg, Length 20cm | Piece
| Hypopharyngoscope, Roberts Jesberg, Length 23cm | Piece
| Oesophagoscope tube, Length 40cm, Size 6 | Piece
| Operating oesophagoscope, Oval, Roberts Jesberg, Length 50cm | Piece
| Peanut grasping forceps, Oesophagoscope, SS, dia. 2.5mm, length 55cm | Piece
| Suction tube, Oesophagoscope, Size 30cm (Different sizes) | Set
| Suction tube, Oesophagoscope Size 55cm (Different sizes) | Set
Otology Instruments | Melewski cartilage cutting block , with 4 exchangeable templates including cutting block ( plastic , white, autoclavable , size 120 mm X 45mm X 15mm ) , frame ( metal U shaped with 2 pins to hold the template ) and cylindrical stamp to press the cartilage on the block. | Set
| Scissors, Micro, Ear, Bellucci, 4.0 x 1.5mm, Length 80mm, Right turned. | Piece
| Barbara micro ear needle, Medium curved length 15.5cm -16cm. | Piece
| Needle holder, TC, 24cm | Piece
| Retractor, Weitlander-Wullstein, 3 x 3 prong, Length 13cm. | Piece
| Titanium micro closing forceps. | Piece
| Ear Polypus forceps HARTMANN NOYES 9.0cm. | Piece
Consumables and instruments (OPD)
| Suction Tube,cylindrical, LUER,outer diameter 1 mm, working length 9cm. | Piece
| Bone Currete, Wolkman , 27cm , single tip , medium size. | Piece
| Scissors, Micro, Ear, Bellucci, 4.0 x 1.5mm, Length 80mm, Up turned. | Piece
| Sickle knife, Tabb, Curved, 15.5cm. | Piece
| Forceps, Ear, Hartmann, Oval, Cupped jaws, 2.5mm, Left turned. | Piece
| Scissors, Micro, Ear, Bellucci, 4.0 x 1.5mm, Length 80mm, Left turned. | Piece
| Burr set, cutting , Steel: Consisting of sets of 8 burrs (Shank length 70mm: Head size 0.7 mm, 1mm , 2mm , 3mm, 4mm, 5mm, 6mm, 7mm). | Piece
| Bone curette, Volkmann, Double ended 13cm , tip size B | Piece
| Suction Tube,cylindrical, LUER,outer diameter 2 mm, working length 9cm. | Piece
| Microscissors , stainless steel. | Piece
| Burr set, Diamond: Consisting of 8 sets of burrs (Shank length 70mm: Head size 0.7 mm, 1mm , 2mm , 3mm, 4mm, 5mm, 6mm, 7mm ). | Piece
| Perforator for stapes surgery | Piece
| Forceps, Ear, Hartmann, Oval, Cupped jaws, 2.5mm, Right turned. | Piece
| Barbara micro ear needle, 45º, length 15.5cm -16cm. | Piece
| Suction Tube,cylindrical, LUER,outer diameter 1.3mm, working length 9. | Piece
| Suction Tube,cylindrical, LUER,outer diameter 0.5 mm, working length 9cm. | Piece
| Self Retaining Retractor, PLESTER 3x3 prong ( blunt), 13cm. | Piece
| Ear hook, DAY, Blunt, Tip medium size, SS 90° | Piece
| Scissors, Micro, Ear, Bellucci, 4.0 x 1.5mm, Length 80mm, Straight. | Piece
| Forceps, Ear, Hartmann, Oval, Cupped jaws, 2.5mm, Upward turned. | Piece
| Bone elevator, Williger 16cm. | Piece
| Micro ear forcep Smooth MINI McGEE AllIGATOR Length 80mm, 3.5x0.6mm. | Piece
Equipment (OPD)
| Bone curette, Volkmann, Double ended 21.5cm, tip size B. | Piece
| Tuning Fork with weight, (LUCAE) SS 512Hz. | Piece
| Self Retaining Retractor, Plester, Plain x 2 prong (blunt), Length 13.0cm. | Piece
| Micro ear forcep Serrated MINI McGEE AllIGATOR Length 80mm, 3.5x0.6mm. | Piece
| Self Retaining Retractor, PLESTER, 2X2 prong (blunt), 13cm. | Piece
| Titanium Tweezers. | Piece
| Ear Polypus forcepsHARTMANN WULLSTEIN 8.5cm | Piece
| Barbara micro ear needle, Long curved length 15.5cm -16cm. | Piece
| Schuknecht Otology Knife (circular knife), 15.5cm, 3mm. | Piece
| Barbara micro ear needle, 90º, length 15.5cm -16cm. | Piece
| Ear loop, Billeau, Length 16cm, SS, Size 2. | Piece
| Stapes hook 1mm, tip 90°, Angled shaft length 163mm. | Piece
| Graft scissors, GRAZIL (sharp Tip) 14cm. | Piece
| Probe, Jobson-horne with serrated ring and end, SS, Length 18cm. | Piece
| Forceps, Iris, Stevens 10cm. | Piece
| Forceps, House graft Press | Piece
| Micro ear forcep Serrated MINI McGEE AllIGATOR Length 80mm, 4.0x0.8mm. | Piece
| Ear knife, Politzer, Angled 16.5cm. | Piece
| Self Retaining Retractor, Fisch Mastoid Retractor, 3x3 prong ( blunt), 18cm. | Piece
| Kurz Meter for measuring prosthesis length. | Piece
| Retractor, RAGNELL-DAVIS, 16cm. | Piece
| Periosteal raspatory , Farabeuf, 15.0cm. | Piece
| Ear loop, Billeau, Length 16cm, SS, Size 1. | Piece
| Stapes piston tatinum, working temp-60 to 250 Degree Celsius. Tolerance; 0.05mm. | Piece
| Cartilage knife set ( Blade holder , cutting block , distance plates, blades ) inclusive of instrument tray. | Set
| Sickle knife, Wullstein, Curved 15.5cm. | Piece
| Sickle knife, Schuknecht, Curved 15.5cm. | Piece
| Suction Tube,cylindrical, LUER,outer diameter 3mm, working length 11cm. | Piece
| Plester knife, Vertical 3.5mm, 15.5cm. | Piece
| Frenzel goggles for nystagmus, Small. | Piece
| Retractor, Adson-baby, 3 x 3 prong, Length 16cm. | Piece
| Elevator, OBWEGESER 17.5cm , 9mm. | Piece
| Ear probe, Jobson horne | Piece
| Nasal Speculum, Killians | Piece
| Nasal speculum, Thudicum | Piece
| Cartilate forceps Schimanski design. | Piece
| Malleus handle cavity bending pliers. | Piece
| Hook 90°, Blunt for foreign body removal from ear | Piece
| Elevator, OBWEGESER 17.5cm , 6mm. | Piece
| Ear Forceps, Hartmann, Dismantling, Extra delicate, Serrated, 1 x 4.5mm, Working length 10cm | Piece
| Hook 90°, Sharp for foreign body removal from ear | Piece
| Temporal bone Holder - bowl shaped , with 3 fixation screws for holding the bone and with evacuation tube for irrigation liquid. | Piece
| Bone curette, Williger, 13.5cm, Tip 00/0. | Piece
| Wax hook, SS, length 16.5 cm | Piece
| Aural Speculum, Different sizes as a set | Set
| Bell Expander | Piece
| Ventilation tube insertion forceps. | Piece
Rhinology Set | COTTLE Metal Mallet, SS | Piece
| Lacks tongue depressor | Piece
| Suction cannula, Frazier with finger cut off and stylet, 3.3mm, Length 19cm | Piece
| Blakesley nasal forceps, 45degrees upturned, through cutting, width 3.5 mm, length 11 cm, SS | Piece
| Esophagoscope Alligator, Grasping, double action jaws: Diam 2.5 mm working length 55 cm, SS, for use with oesophagoscope | Piece
| Esophagoscope circular biopsy : Diam 2.5 mm working length 55 cm, SS, for use with oesophagoscope | Piece
| Esophagoscope denture cutting forceps: Diameter 2.5 mm working length 55 cm, for use with oesophagoscope SS | Piece
| Rhinoforce Nasal scissors, straight, length 13 cm, SS | Piece
| Esophagoscope peanut grasping forceps: Diam 2.5 mm working length 55 cm, for use with oesophagoscope | Piece
| Esophagoscope Tube, Length 20 cm - size 3 | Piece
| Esophagoscope Tube, Length 30 cm - size 4 | Piece
| Esophagoscope Tube, Length 30 cm - size 6 | Piece
| Esophagoscope Universal biopsy grasping forcep: Diam 2.0 mm Working length 55 cm, for use with oesophagoscope | Piece
| Esophagoscope Universal biopsy grasping forcep: Diam 2.0 mm Working length 35 cm, for use with laryngoscope | Piece
| Forceps circular cup, biopsy, working length 35 cm, for use with laryngoscope | Piece
| Speculum, Nasal, Hartmann-Halle, 15cm No 2 | Piece
| Syringe, Higginson for antral wash out | Piece
| Eves tonsillar snare, Length 27 cm, SS | Piece
| Maxillary sinus ostium seeker probe, Ball shaped, Double ended, SS, length 19cm | Piece
| Forceps Alligator Grasping double action jaws, Diam 1.5 mm, working length35 cm, SS for use with laryngoscope | Piece
| Forceps Alligator Grasping double action jaws, Diam 2.0 mm, working length 55 cm, SS, for use with laryngoscope | Piece
| Forceps Peanut Grasping double action jaws, Diam 2.0 mm working length 35 cm, for use with laryngoscope | Piece
| Insulated cannula for suction/coagulation, with ergonomic handle, insulated and fitting for unipolar coagulation, working length 23 cm, diameter 3.5 cm | Piece
| Laryngeal Mirror with handle, size: 4 | Piece
| Laryngeal Mirror with handle, size: 8 | Piece
| Laryngeal Mirror with handle, size: 7 | Piece
| Laryngeal Mirror with handle, size: 6 | Piece
| Laryngeal Mirror with handle, size: 5 | Piece
| Laryngoscope holder and chest support | Piece
| Negus forcep, large curved, 20 cm, SS | Piece
| RUSSELL - DAVIS Tongue Blade with central groove, size: 1 | Piece
| RUSSELL - DAVIS Tongue Blade with central groove, size: 2, SS | Piece
| Fullers Trachea Tube with fenestration, Sterling silver - size 28 | Piece
| Fullers Trachea Tube with fenestration, Sterling silver - size 30 | Piece
| Fullers Trachea Tube with fenestration, Sterling silver - size 32 | Piece
| Fullers Trachea Tube with fenestration, Sterling silver - size 34 | Piece
| RUSSELL - DAVIS Tongue Blade with central groove, size: 3, SS | Piece
| RUSSELL - DAVIS Tongue Blade with central groove, size: 4, SS | Piece
| Tele-Laryngo-Pharyngoscope with HOPKINS, Lateral telescope 90 degree | Piece
| Tracheal dilator, two bladed, length 15 cm, SS | Piece
| YANKAUER Suction Tube, length 29 cm | Piece
| Freer Elevator sharp and blunt, length 20 cm, SS | Piece
| Killian- osteotome | Piece
| Thudicum Nasal Speculum, SS | Piece
| Blakesley Rhinoforce II Ethmoid forceps, straight, size 1, length 17 cm, SS | Piece
| Blakesley Wilde nasal forcep, 90 degrees upturned, width 3.5 mm, length 11cm, SS | Piece
| Blakesley Wilde nasal forcep, straight, width 2.5 mm, length 11 cm, SS | Piece
| Mono polar suction tube 4.3 mm, lumen 3mm, malleable , working length 13cm | Piece
| Blakesley Wilde Rhinoforce II, Ethmoid forceps 45 degree upwards curved, length 17 cm, SS | Piece
| Blakesley Wildenasal forceps, straight, width 4.8 mm, length 11 cm, SS | Piece
| Probe, double ended, maxillary sinus ostium seeker, ball shaped, length 19cm, SS | Piece
| Bipolar electrode, single use , binner nasal choncha inclusive of cable 3m for Curis radiofrequency machine ( 5 per pack ) | 5 /pack
| Tonsillar scissors, curved | Piece
| Antrum punch, Citelli, Through cutting, SS, Size 1.5mm, length 17cm | Piece
| Tilley Lichtwitz trocar and cannula for antral wash out | Piece
| Speculum, Nasal, Thudicum No 2 | Piece
| Forceps, Nasal cutting, Blakesley Wilde, Length 120mm, Straight No 5 | Piece
| Forceps, Nasal cutting, Blakesley Wilde, Length 120mm, Straight No 2 | Piece
| Forceps, Nasal cutting, Myles 9mm, Length 19cm | Piece
| Lacrimal punctum dilator | Piece
| Halle Birkett Tonsillar artery forceps, straight, 20 cm, SS | Piece
| Forceps, Nasal cutting, Blakesley Wilde, Length 120mm, Straight No 1 | Piece
| Elevator, Freer, Sharp 19cm | Piece
| Forceps, Bipolar coagulation with suction canal, Working length 23cm | Piece
| Cannula, Antrum, Lichtwitz, 2mm, Leur lock, Length 10cm | Piece
| Micro-debrider blade, Different angles and serrations, Autoclavable and reusable, 90° | Piece
| Micro-debrider blade, Different angles and serrations, Autoclavable and reusable, 45° | Piece
| Nasal scissor, Rhinoforce, Curved to right, SS, length 13cm | Piece
| Nasal scissor, Rhinoforce, Curved to left, SS, length 13cm | Piece
| Nasal Scissors, COTTLE, 16CM | Piece
| Antrum punch, Stammberger, Backward cutting, Sheath 360 degree rotable with fixing screw, SS, length 10cm with cleaning adaptor | Piece
| Rigid bipolar needle electrode angled, tips straight according to Binner, working length 110mm, reinforced | Piece
| KLEINSASSER Operating Laryngoscope, length 15 cm, child size | Piece
| KLEINSASSER Operating Laryngoscope, ength 13 cm, child size, small | Piece
| KLEINSASSER Scissor , straight working length 23 cm, SS | Piece
| KLEINSASSER Scissor, Angled 45 degree, Working length 23 cm, SS | Piece
| KLEINSASSER Operating Laryngoscope, length 18 cm, adult size, medium | Piece
| KLEINSASSER Scissor, curved left working length 23 cm, SS | Piece
| Halle Birkett Tonsillar artery forceps, curved, 20 cm, SS | Piece
| KLEINSASSER Cutting Forcep, curved left with 2 mm cupped jaws, working length 23 cm, SS | Piece
| KLEINSASSER Cutting Forcep, curved right with 2 mm cupped jaws, working length 23 cm, SS | Piece
| KLEINSASSER Cutting Forcep, straight, with 2 mm cupped jaws, working length 23 cm, SS | Piece
| Kleinsasser Laryngeal knife, oval straight, SS | Piece
| Kleinsasser laryngeal sickle knife, curved pointed, SS | Piece
| Laryngoforce II scissor, curved right, cutting blade 10 mm, working length 23 cm, SS | Piece
| Laryngoforce II scissor, left, cutting blade 10 mm, working length 23 cm, SS | Piece
| Laryngoforce II scissor, straight, cutting blade 10 mm, working length 23 cm, SS | Piece
| Negus Adenoid Curette, curved, length 21cm, with cage - size 2, SS | Piece
| Negus Adenoid Curette, curved, length 21cm, with cage - size 3, SS | Piece
| Negus Adenoid Curette, curved, length 21cm, with cage - size 4, SS | Piece
| Universal Biopsy and Grasping forcep, working length 55 cm, diameter 2.5 mm, for use with oesophagoscope | Piece
| KLEINSASSER Scissor, curved right working length 23 cm, SS | Piece
| Negus ligature carrier | Piece
| Rigid suction tube with rubber tip, straight, working length 35 cm | Piece
| Rigid Suction Tubes with rubber tip, straight working length 55 cm | Piece
| ROBERTS - JESBERG Hypopharyngoscope, length 20 cm | Piece
| ROBERTS - JESBERG Oval Operating Esophagoscope, length 30 cm | Piece
| ROBERTS - JESBERG Oval Operating Esophagoscope, length 50 cm | Piece
| Universal Biopsy and Grasping forcep, working length 35 cm, diameter 2 mm, for use with laryngoscope | Piece
| COTTLE scissor, 10.5 cm, curved, SS | Piece
| CRAIG Nasal Bone Forcep, straight, SS | Piece
| Metzenbaum scissor, curved, length 18 cm, SS | Piece
| Saw bone cutting | Piece
| Tooth Extraction Lateral Molar Forceps | Piece
| PLESTER Elevator, Length 18 cm, 8 mm wide, SS | Piece
| Coupland Forceps | Piece
| Coupland Elevator | Piece
| Tooth Extraction Root Forceps | Piece
| Tonsillar artery forcep straight | Piece
| Fibre Optic Nasopharyngolaryngoscope: Optical system: field of view 90o, depth of field 3.5 - 50mm; Insertion tube: Distal end outer diameter 2.6mm, insertion tube outer diameter 2.9mm, Working length 300mm, Bending section angulation range up 130o and down 130o, total length 510mm, Number of remote switch 4, with NBI and stroboscopic light source; The unit should also include a Xenon light source. Power supply: AC 220V- 230V, 50HZ Power cord with round 3 pin top and suitable UPS. | Set
| Vessel Dilator | Piece
| Forceps, Grasping, Antrum, Hajek-Kofler, Length 140mm, 3.5mm, Up turned | piece
| Measuring Beaker 100ml | Piece
| Osteotome, Killian-Claus | Piece
| Speculum, Nasal, Thudicum No 4 | piece
| Speculum, Nasal, Thudicum No 6 | piece
| Frazier suction tube, with cut off hole and stylet, angled, working length 10 cm, outer diameter 2 mm | Piece
| Trocar and cannula for Sinoscopy, O.D 5 mm, length of the cannula 8.5 cm, fenestrated beak, SS | Piece
| Trocar and cannula for Sinoscopy, O.D 3.3 mm, length of the cannula 7.5 cm, oblique beak, SS | Piece
| Trocar and cannula for Sinoscopy, O.D 4 mm, length of the cannula 7.5 cm, oblique beak, SS | Piece
| Joseph nasal saw, bayonet type, left, SS | Piece
| Frazier suction tube, with cut off hole and stylet, angled, working length 10 cm, outer diameter 3 mm | Piece
| Stammberger Antrum punch, backward cutting, sheath 360 degree rotatable with fixing screw, working length 10 cm with cleaning adaptor, SS | Piece
| Takahashi Nasal Forceps, straight, length 11cms, SS | Piece
| Heuwieser antrum grasping forcep, fixed jaw curved 90 degrees, curved downwards, movable jaw backward opening 1200, jaw curved downwards, length 10 cm, SS | Piece
| Nasal Sickle knife, pointed, length 19.5cm | Piece
| Rhinoforce Nasal scissors, curved to left, length 13 cm, SS | Piece
| Rhinoforce Nasal scissors, curved to right, length 13 cm, SS | Piece
| Lichtwitz antrum trochar needle Luer lock, outer diameter 1.5 mm, working length 10 cm | Piece
| Citelli antrum punch through cuttung, size: 1.5 mm, working length 17 cm, SS | Piece
| Grunwald-Henke Nasal Cutting forceps, length 11 cm , SS | Piece
| Eicken Antrum cannula, Luer lock, long curved, working length 11 cm, outer diameter 3 mm, SS | Piece
| Bipolar Coagulation Forcep, 16 cm, pointed, SS | Piece
| Noise generator device (tinnitus masker) | Set
| Bronchoscope tube universal, 4.5 mm | Piece
| Killian- Claus septal chisel, V - shaped cutting edge, length 16.5 cm, SS | Piece
| JOSEPH scissor, 14 cm, curved, SS | Piece
| Joseph Elevator, slightly curved, sharp, length 17.5 cm, SS | Piece
| Heyman nasal scissor, medium, standard model, length 9.5 cm, SS | Piece
| Joseph retractor, length 15.5 cm, SS | Piece
| Kerrison ronguer, size: 2, SS | Piece
| Joseph nasal saw, bayonet type, right, SS | Piece
| Hartmann ear forcep, Alligator type (Crocodile forcep), very fine, serrated, working length 12cm, SS | Piece
| Tumarkin metal aural speculum slotted, set of 8, Nos 0-7, black finish Tracheal dilator, two bladed, length 15cm, SS | Piece
| Hartmann ear forcep, Alligator type (Crocodile forcep), very fine, serrated, working length 10cm, SS | Piece
| Bipolar Coagulation Forceps, with suction canal, nasal, blunt, insulated, bayonet shaped, length 16 cm, SS | Piece
| Tumarkin metal aural speculum slotted, set of 8, Nos 0 to 7, black finish. | Piece
| Stammberger Telescope handle, flat, standard model, length 11 cm for use with HOPKINS telescope 4 mm, length 18 cm | Piece
| Vancouver Optical Forceps for pediatric bronchoscopy, diameter 2.9mm, length 36cm, with spring action handle for controlled removal of peanuts and soft foreign bodies | Piece
| KILLIAN STRUYCKEN Nasal Speculum with set screw, length 15 cm, blade length - 65 mm, SS | Piece
| KILLIAN STRUYCKEN Nasal Speculum with set screw, length 15 cm, blade length 90mm, SS | Piece
| KILLIAN STRUYCKEN Nasal Speculum with set screw, length 15 cm, blade length 40 mm, SS | Piece
| Drill Hand Piece, Slim, Malleable, Angled for nasal and skull base surgery | Piece
| Suction Elevator, Freer with sharp dissecting teeth and stylet, Suction hole at the tip on the cutting surface, length 19cm | Piece
| Micro-debrider blade, Different angles and serrations, Autoclavable and reusable, 0° | Piece
| Microdebrider: Rotation speed up to 30,000RPM; Direct drive motor with straight through suction; Gearless operation; Easy to turn rotation wheeel; Compatible with 30K high speed burrs and 125+ blades and burrs | Piece
| Forceps, Nasal septum crushing, Rubin 21cm | Piece
| Forceps, Nasal cutting, Luc, Length 19cm, 5mm | Piece
| Beales elevator : Curved, width 1.5 mm, length 16 cm, SS | Piece
| Back biter for FESS surgey | Piece
| Belluci scissors blade: Length 8 mm, working length 8 cm, SS | Piece
| HARTMANN Ear Speculum, Size O.D 7.5 mm, SS | Piece
| HARTMANN Ear Speculum, Size O.D 3 mm, SS | Piece
| Nasal scissor, Rhinoforce, Straight, SS, length 13cm | Piece
| Forceps, Grasping, Antrum, Hajek-Kofler, Length 140mm, 3.5mm, Down turned | Piece
| Antrum pounch, Citelli, 2.5mm | Piece
| Cannula, Antrum, Lichtwitz, 1.5mm, Leur lock, Length 10cm | Piece
| Elevator, Freer, Blunt 19cm | Piece
| Lacrimal dilator, Wilder | Piece
| Mallet, Cottle 4mm, 18cm | Piece
| Forceps, Nasal bone, Middleton Jansen 19cm | Piece
| Forceps, Nasal cutting, Blakesley Wilde, Length 120mm, Upturned 90º, 3.5mm | Piece
| Forceps, Nasal cutting, Blakesley Wilde, Length 120mm, Straight No 3 | Piece
| Forceps, Nasal cutting, Blakesley Wilde, Length 120mm, Straight No 4 | Piece
| Forceps, Nasal cutting, Hartmann, Length 19cm, Circular tip | Piece
| Scissors, Nasal, Heymann 18cm | Piece
| Speculum, Nasal, Hartmann-Halle, 15cm No 1 | Piece
| Speculum, Nasal, Killian, 90mm, 30cm | Piece
| Micro-debrider blade, Different angles and serrations, Autoclavable and reusable, 30° | Piece
| Ronguer, Kerrison, SS, Size 2 | Piece
| Scissor, Cottle 10.5cm, Curved SS | Piece
| Nasal sickle knife, Pointed, length 19.5cm | Piece
| Trocar and cannula, Tilley Lichtwitz | Piece
| PLESTER Ear retractor 2x2 prongs, SS | Piece
| Adaptor for suction cannula: With cut off hole, LUER cone length 10cm | Piece
| Septum chisel, Killian claus, V shaped, 5mm, Length 17cm | Piece
| Suction cannula, Frazier with finger cut off and stylet, 3.3mm, Length 19cm | Piece
| Barany Noise Apparatus, with ear olive, SS | Piece
| Belluci scissors blade: Length 8 mm, working length 8 cm, curved to left, SS | Piece
| adaptor for suction cannula: Length 8 mm, working length 8 cm, curved to right, SS | Piece
| Billeau ear loop: Length 16 cm - size 2, SS | Piece
| Fisch articulated retroauricular retractor, 3x3 prongs, sharp, length 17cm, SS | Piece
| FISCH Ear Forcep, Delicate, pointed, SS | Piece
| Billeau ear loop: Length 16 cm - size 1, SS | Piece
| Ear Hook: 90 degree, blunt, SS | Piece
| FISCH Scissor, Delicate, curved, sharp/blunt, length 10.5 cm, SS | Piece
| Hartmann ear forcep: Very fine, serrated, working length 10 cm, SS | Piece
| SPRATT Mastoid Curette, Length 17 - size 1, SS | Piece
| HOLMGREEN self retaining endaural speculum, Outer diameter 5 mm , SS | Piece
| House Dieter malleus nipper, Upbiting, working length 8 cm, SS | Piece
| Instrument rack, 22cm x 12.5 cm, with holder for 5 micro instruments and 5 drills, SS | Piece
| LEMPERT Elevator, Length 19 cm, 3 mm wide, SS | Piece
| SPRATT Mastoid Curette, Length 17 - size 2, SS | Piece
| Jobson-Horne probe, With serrated ring and end, length 18 cm, SS | Piece
| Suction cannula: Angular LUER lock outer diameter 0.5 mm, working length 6 cm | Piece
| HARTMANN Ear Speculum, Size O.D 5 mm, SS | Piece
| PLESTER retractor with biprong blade on right and solid blade on left, length 11cm, SS | Piece
| PLESTERS sickle knife, Standard, medium curved, length 16 cm, SS | Piece
| Seeker with ball end, Angled 45 degree, ball end diameter 1mm | Piece
| HARTMANN Ear Speculum, Size O.D 4 mm, SS | Piece
| Tilleys nasal dressing forceps | Piece
| Suction tube: Cylindrical LUER, outer diameter 1.0mm, working length 9 cm | Piece
| TRAUTMANN Ear Knife, Working length 19 cm, Delicate Lance, SS | Piece
| Bronchoscope Tube Universal, Length 43cm - size 6.5 | Piece
| Bronchoscope Tube Universal, Length 43cm - size 7.5 | Piece
| Cotton Carrier, with spring handle length 35 cm | Piece
| Suction cannula: Angular LUER lock outer diameter 1.0 mm, working length 6 cm | Piece
| Suction tube: Conical, LUER, outer diameter 4.5 mm, working length 13 cm | Piece
| Suction tube: Cylindrical LUER, outer diameter 0.5 mm, working length 9 cm | Piece
| Suction tube: Cylindrical LUER, outer diameter 0.7 mm, working length 9 cm | Piece
| Tuning Fork C-512, SS | Piece
| WAGENER Ear Hook: 90 degree, blunt, SS | Piece
| WULLSTEIN ear forcep: Very fine, oval cupped jaws, working length 12.5 cm, diameter 1mm, SS | Piece
| WULLSTEIN ear forcep, Very fine, oval cupped jaws, working length 8 cm, diameter 0.9 mm, curved to left, SS | Piece
| WULLSTEIN ear forceps, Very fine, oval cupped jaws, working length 8 cm, diameter 0.9 mm, curved to right, SS | Piece
| WULLSTEIN ear forceps, Very fine, oval cupped jaws, working length 8 cm, diameter 0.9 mm, curved upwards, SS | Piece
| WULLSTEIN Needle, Slight curve, length 16.5 cm, SS | Piece
| WULLSTEIN Retractor, 3x3 prongs, length 13 cm, SS | Piece
| WULLSTEIN Scissor, Curved, sharp/blunt, length 14 cm, SS | Piece
| Anterior Pillar Retractor and tonsil dissector with tooth | Piece
| Bronchoscope Tube Universal, Length 43cm - size 8.5 | Piece
| Cotton Carrier, Length 35 cm | Piece
| DAVIS - MEYER Mouth Gag, SS | Piece
| Draffin Suspension bipod for use with tongue blade and mouth gags | Piece
| Cotton Carrier , Length 55 cm | Piece
| Cotton Carrier, with spring handle length 55 cm | Piece
| HARTMANN Ear Speculum, Size O.D 6 mm, SS | Piece
| PLESTER sickle knife, Double edge, length 16cm, standard, medium curved, SS | Piece
| PLESTER Sickle knife, Double edge, length 16 cm, standard, slightly curved, SS | Piece
| Suction cannula: Angular LUER lock outer diameter 0.7 mm, working length 6 cm | Piece
| SHEA Vein Press, Length 13 cm | Piece
| SPRATT Mastoid Curette, Length 17 - size 4, SS | Piece
| POLITZER Ear Knife, Working length 16 cm, curved, SS | Piece
| PLESTER retractor with biprong blade on left and solid blade on right, length 11cm, SS | Piece
| PLESTER Knife, Round, vertical, length 16 cm, standard size 3.5x2.5mm, SS | Piece
| Dennis Brown tonsil holding forceps | Piece
| Suction tube: Conical, LUER, outer diameter 3.5 mm, working length 13 cm | Piece
| Fullers Trachea Tube with fenestration, Sterling silver - size 36 | Piece
| Freers suction elevator, with stylet, length 19 cm | Piece
Speech and voice (instruments) | VitalStim Plus Electrotherapy and sEMG Biofeedback System; Dimensions;W= 96 mm, D = 36 mm, H = 160 mm,Weight 0.34 kg,Input 6V (4x1.5V AA), Maximum voltage;(patient) 70V (+0/-5V), Mode; Continuous, Product characteristics; Temperature 5º to 40º C, Relative humidity 15% to 95%, Atmospheric pressure; 700hPa to 1060hPa Transport and storage conditions; Temperature; -25ºC to 70ºC, Relative humidity; max 90%, Atmospheric pressure; 700hPa to 1060hPa, 4-channel NMES; VMS™ Symmetrical biphasic Intensity; 0-25 mA (Constant Current), Channel Mode; Continuous, Reciprocal, Co-Contract, Phase Duration; 60-300 μsec (10 % accuracy), Frequency 1-80 pps (5 % accuracy), Treatment Time; 1-240 min, Interphase interval;100 µsec,VitalStim™; Intensity; 0-25 mA (Constant Current), Channel Mode; Co-Contract, Phase Duration; 300 μsec (10 % accuracy), Frequency 80 pps (5 % accuracy),Treatment Time 60 min, Interphase interval 100 µsec,2-channel EMG sEMG; sEMG Range; 0.2 to 2000 μV RMS (continuous), Sensitivity 0.1 μV RMS Accuracy 6% of μV reading +/- 0.3 μVMains Power: 100-240 VAC, 50-60 Hz,Weight: 3.2 kg, Dimensions*: 33 x 24 x 29 cm, Electrical Safety Class: Class I, Type BF, Safety Tests: IEC 60601-1, IEC 60601-1-2, 2 Channel Neuromuscular Electrical Stimulation (NMES) device, VitalStim Plus; 5923-3 Vitalstim Plus Electrotherapy System, with accessories including; 25-8080 Vitalstim Plus Snap Lead Wires, 13-8083 Vitalstim Plus Reference Emg Lead Wire, 13-8085 Vitalstim Plus Hand Switch, 13-8088 Vitalstim Plus Stand, 13-8089 Vitalstim Plus Stylus, 13-8090 Vitalstim Plus Rubber Sleeve, 13-8082 Vitalstim Plus Reference Emg Electrode, 59000 Vitalstim Adult Electrodes, 12 Pack, 59042 Vitalstim Adult Electrodes, 30 Pack, 59043 Vitalstim Adult Electrodes, 50 Pack, 59044 Vitalstim Adult Electrodes, 100 Pack, 13-8075 VitalStim Plus Battery Door. | Set
| "Electro larynx (artificial larynx); Type: Digital Electrolarynx Device, Language: English, Power: 4 AAA Batteries (Alkaline or NiMH Rechargeable), Battery Charger Voltage: 110v, Device Length: 4.6 Inch, Device Diameter: 1.4 Inch, Charger Length: 5.8 Inch, Charger Width: 3.3 Inch, Charger Height: 1.8 Inch. Device Weight (w/out Batteries): 0.25 lbs,Charger Weight (w/out Batteries): 0.8 lbs." | Piece
| Dr. speech software for speech and voice, diagnosis and rehabilitation; Dr. Speech Diagno Therapy; Vocal Assessment (Voice); Real-Time one-channel recording of voice signal FO, Jitter, Shimmer, glottal noise, ratio, etc. Spectrogram power spectrum (FFT) and LPC, Voice quality (hoarse, harsh, breathy), Build –in voice database of 3902 pathological voice and 2907 normal voices. Clinical progress tracking, Video Capture and E-mail compatible. Speech Therapy-5.0; Real –time biofeedback, Interactive cartoon for sound, pitch, loudness,Voicing, voicing onset and vowel exercise phonation & articulation,Clinical goal setting over 70 voice activated games with clinical assessment. Hardware:Unidirectional High Quality condenser Microphone, Preamplifier, Creative Sound blaster live value card, speakers. Speech Activated Software/Hardware Device For training of Noun, Verbs, Adjective and Quantifier, Hardware:-Unidirectional High Quality Microphone Communication boards Speakers. | Set

## Forensic
Category | Item Name | Pack Size
Accessories | NiMH battery pack, Rechargeable,Type: 12V, Run time: 3.5 hours continuous, Charge time: 2 hours | Set
| Accessories for rotary evaporator RE400DB | Section header
| Cylinder, Graduated 25mL, Glass | Piece
| Cylinder, Graduated 10mL, Glass | Piece
| Wool stuffing, Silica, deactivated 2g for GCMS | Packet
| Accessories for GC-MS 2010SE | Section header
| Pressure Regulator : Pressure Regulator for helium gas cylinder; P/N 042-41099-03 | Piece
| Accessories for SPE Vacuum Manifold, 12 port | Section Header
| Tong 10inch, SS, Silicon sleeves/fibre glass yarn; For beakers and flask | Piece
| Quartz Wool: Quartz Wool (2 g) for GC-MS , P/N 201-47616-01 | piece
| Syringe: Shimadzu Syringe for AOC-20i, Syringe Volume: 10 μL; Needle Length : 42 mm; Needle Gauge: 23; Needle OD: 0.63 mm; Needle Tip: Cone P/N: 221-34618 | Piece
| Silica wool: , Deactivated Silica Wool for glass Liners/Inserts, 2G, P/N:221-48600-00 | gram
| Accessories for UV light Tritan TRF-450B ( BP-30) | Section header
| Tubing, PVC, Mesh style for high vacuum pump, 6.35mm ID, 12.35mm OD, 152cm length, 2 clamps | Piece
| Ferrule: Graphite-Vespel ferrule for 0.10 - 0.25 mm ID columns* (GVF-04) for GC-MS; P/N 670-15003-03 | 10/pkt
| O-rings: for GC-MS; Max temp:300 deg cel, P/N 227-35005-01 | 10/pkt
| Triple He Filter kit: P/N 226-50712-00; For gcms machine | Piece
| Inlet liners: Part No 221-75193 - for GCMS-2010se | Nos
| Glass wares | Section header
| Helium gas, Laboratory grade, Purity >99.999%; Oxygen < 4 ppm, Water < 5 ppm, Total Hydrocarbon (as CH4) < 0.5ppm; Volume of cylinder: 7M3 for sample analysis | Cylinder
| Beaker, Glass, low form with spout 500mL | Piece
| Pipette filler, 3 valve, Chemically-resistant silicone/natural rubber, Universal design for pipettes up to 100mL with a 1/4inch diameter opening 100mL | Piece
| Sample delivery system, Compatible with Resprep 1, 3, 6, and 15 mL SPE cartridges | Set
| Tubing, Water bath, Internal diameter 9mm | Set
| Carrier gas for GC-MS | Section header
| Cylinder, Graduated 50mL, Glass | Piece
| Septum nut (221-72615-00) | 5/Pkt
| Septa, Green, Maximum temperature (350°C) (227-35004-01) | 50/Pkt
| Split liner with wool, General purpose (220-90784-25) | 25/Pkt
| Needle guide (221-44584-00) | 5/Pkt
| Gold gasket (221-49065-91) | 5/Pkt
| SCD/MS ferrule for 0.25mm ID capillary columns (220-90418-14) | 10/Pkt
| Column nut 1/16” for SCD and MS system (670-11009-00) | 5/Pkt
| Septa, Red, High temperature (350°C) (221-48398-91) | 25/Pkt
| Septa, Blue, Low temperature (up to 250°C) (220-90638-00) | 25/Pkt
| Capillary GC, 5 plus, Column 30m x 0.25mm x 0.25µm | Piece
| GC cap. column, 5 MS plus, 30m x 0.25mm x 0.25µm | Piece
| ZB-MultiResidue-1, GC cap. column 30m x 0.25mm x 0.25µm | Piece
| ZB- MultiResidue-1 w/guardian, 10m, GC cap. column 30m x 0.25mm x 0.25µm | Piece
| Micro-pippettes set: Volume of 50µL, 100µL, 200µL, 500µL, 1000µL, 5000µL | Set
| Pipette, Graduated 100mL, Class A | 4/Pkt
| Pipette controller, Light weight: Cordless pipetting dispenser, Volume: 1-100mL, Precise finger tip control, Cordless and rechargeable lithium battery; Should fit in with 1-100mL glass or plastic pipettes sizes | Piece
| Accessories for GC-MS Column | Section header
| GC column, SH-Rtx-200, 60m, 0.32mm ID, 1.00µm for GC-MC | Piece
| GC column, SH-Rtx-BAC Plus, 2 ID 0.32mm; df 0.60µm for GC-MS | Piece
| Vacuum pump: Oil-free vacuum/pressure station for 12-Port SPE system, Complete set; Power supply 220-240V, 50Hz; Power cord with 3 pin plug | Set
| Tubing, Silicone: 6mm ID, 12mm OD, 1m length | Piece
| Tubing, Vacuum: 3m, 1/4inch ID for 12-port SPE system | Piece
| Reservoir, Polypropylene 4mL | 100/Pkt
| Syringe adapters for 1.5, 4.0, and 8.0mL columns | 15/Pkt
| Inlet cap for 4.0mL | 50/Pkt
| Funnel, Separatory, Glass stopcock plug 250mL | Piece
| Frits, Polyethylene for Extract-clean reservoirs 4.0mL | 100/Pkt
| Funnel, Plain, Glass with ground glass cone, dia.100mm | Piece
| Stirrer, With PTFE blade of glass, Shaft dia. 6mm and length 450mm blade width 75mm, suitable for 1000mL flask, Socket 24/29 | Piece
| Nitrogen gas, Laboratory grade: Purity >99.9995%; Oxygen < 1 ppm, Water < 1 ppm, Total Hydrocarbon (as CH4) < 0.5ppm; Volume of cylinder: 7M3 for sample drying/evporator | Cylinder
| Bottle, Reagent, Graduated with screw cap and pouring ring made of PP, Sterilized and autoclavable, printed with retrace code 250mL | Piece
| GC column MS (30m, 0.25mm i.d., df=0.25μm) or DB-5ms (30m, 0.25mm i.d., df=0.25μm) for GC-MS, Temperature range: -60 - 350°C | Set
| Funnel, Separating, Glass, Plain, Pear shape with glass stopcock and interchangeable stopper, Stopper size 29/32 with clamp and stand 1000mL | Piece
| Gas sampling tube, Glass with stopcocks 1000mL | Piece
| Water bath, Digital | Set
| Extractor apparatus, Glass with complete set of condenser, interchangeable joint and flask 500mL | Piece
| Filtration assembly, Glass with fritted filter base, Clamp, filter size of 47mm, Funnel capacity of 300mL, Flask capacity 500mL, Filter holder with stopper with clamp and stand; For filtration of HPLC solvents, buffers and solutions | Piece
Consumables | Glass jar, 500ml Wide Neck Screw Top Jar & cap size 89-400 mm Aluminium Cap/lid; Diameter:91 x 95mm; Colour:Clear | Piece
| Medicolegal Death Investigation Kit: Crime scene bag/Death investigation kit: Case Dimensions: Int: 18.63" x 14.18" x 7.72" Ext: 20.66" x 17.20" x 8.40". KIT CONTENTS: Black Sharpie Marker (1);Red Sharpie Marker (2) ;J-Lifts 4" x 4" Clear (2); 4" x 6" Recloseable Bags (5); 6" x 8" Recloseable Bags (5); Glassine Envelope 2.75" x 4.25" (5); Sterile Cotton Swabs 6" (10); 7" Sterile Cuticle Sticks (3); Slide Box (5); Disposable Tweezers (6); Trauma Shears (2); Round Blade Disp. Scalpel (5); 6" Swab Box (10); 2" x 2" Sterile Gauze (5) Single Use Black Comb (3); Evidence Tape 108’ Red/White Stripe (1); Hand Preservation Bag (3);Bioswabs (25); White Backing Cards 3" x 5" (10); Black Backing Cards 3" x 5" (10) 2"Clear Lifting Tape (1); 1-20 Scaled Photo Tents (1); 6" x 9"Kraft Envelope (5); Printed Kraft Evidence Bags (5); Printed Kraft Evidence Bags (5); ABFO White Corner Square (3) 6" Gray Vinyl Photo Rule (3); 6" x 9" Evidence Bag (5); 4" x 9" Evidence Bag (5) Safety Glasses (2); Respirator (3); Shoe Cover Medium and Large size (6); 50’ Steel Measuring Tape (1); 4" Round Magnifier (1); Digital Thermometer (1); 6" Hemostats (2) Explorer Compass (1); 12" White Vinyl Photo Ruler; 6" 45/90 Triangle (1) Crime Scene Template (1); Human Figure Sketching Template (1); Sterile Alcohol Prep Pad (12); Multipurpose Tool (1) ; UV light with battery (1), UV glasses (2) ; Torch light (1) Pelican Case With Bottom/Top Lid Dividers (1) | Kit
| Scoop: Body Fluid Scoop with label, Designed for removing and transferring fluids from cadaver cavities during autopsy, All stainless steel, seamless construction.; Graduated in ounces and cc’s.; Easy pour spout. Dimensions 5 × 5 × 5.5 in, Volume: 0.5 litre | Nos
| Perchloric acid 10% | 500mL
| Glass jar, 250ml Wide Neck Screw Top Jar & 70-400 mm Aluminium Cap/lid; Diameter: 73 x 135; Colour:Clear | Piece
| Reference standard, Paraquat dichloride 1000&#956;g/mL in acetonitrile | 1mL
| Saw: Portable Waterproof Electric Oscillating autopsy saw with exchangeable saw blades, ball bearing mounted, well-ventilated motor for AC 230 Volt with switch housed in a shock-proof, insulated casing. Saw head made of light metal, gears permanently lubricated. Electrical connection cord fitting with plug, length ~ 5 m. The saw head can be removed for sterilizing. A speed controller facilitates exact setting so that the rotations of the saw blade can be adjusted precisely to meet the respective requirements. The following accessories must be included/provided with autopsy saw. 1 pc. Autopsy Saw, 1 pc. round saw blade diameter 50 mm, 1 pc. segment saw blade diameter 65 mm; 1 pc. deep segment saw blade diameter 70 mm, 1 set screw-wrench for exchange of saw blades. Electrical power: 250 Watt, Voltage: 220 - 240 Volt; 50/60Hz, Oscillation range: 12000 - 21000 / min | Set
| Glass jar, 500ml Wide Neck Screw Top Jar & cap size 63-400 mm Aluminium Cap/lid; Diameter:69 x 165mm; Colour:Clear | Piece
| HPLC grade,Reagents | Section header
| Vial: Glass vial,40 ml clear chemical resistant glass vial, a teflon coated lid. | 100/pkt
| Glass jar, 2000ml Wide Neck Screw Top Jar & cap size 83-400mm Aluminium Cap/lid; Diameter: 123 x 209; Colour:Clear | Piece
| Glass jar, wide mouthed, airtight,Screw top lid 50mL | Piece
| Sample vial 1.5mL, 2 x 32mm, 9mm opening; Clear screw vial kit with cap and septa, write on spot; Cap: Blue polypropylene 9mm, Short screw cap; Septa: White teflon-coated septum 1.3mm; Include preassembled vials rack/box | 100/Pkt
| Dissecting Board: Color: White, high density polyethylene with textured finish, Bottom corners have a non-skid rubber foot attached, size: 15″ x 20x1 inches | Piece
| Sample vial 2mL, 12 x 32mm; Clear glass vial kit with white teflon-coated septum and white cap; Include preassembled vials rack/box | 100/Pkt
| Potassium acid sulphate | 500mL
| Glass jar, 1000ml Wide Neck Screw Top Jar & cap size 89-400mm Aluminium Cap/lid; Diameter: 95 x 168; Colour:Clear | Piece
| Sample vial 4mL, 4mL, 45 x 14.7mm; Clear screw vial kit with 13mm PP screw white cap and white teflon-coated septum; Include preassembled vials rack/box | 100/Pkt
| Screw top for 2mL vial, Pre-assembled: Blue, Septa: PTFE/red silicone | 100/Pkt
| Septum for GC-MS injection port, Light blue colour, Enduro blue septum, Low-bleed, suitable for high-sensitivity analysis at high temperatures, Max. temperature (Inj setting temperature): 350°C | 50/Pkt
| Cyclohexane | 1L
| Evidence collection kit, Crime scene: Consisting of Pelican case; 6 x 9inch Kraft evidence envelopes (50 nos.); Black sharpies (2 nos.), Pk/12 4 x 4inch Clear J-lifts (2 nos.); Reclose able evidence bags 4 x 6inch (25 nos.); Reclose able evidence bags 6 x 8inch (25 nos.); Glassine envelopes 3 x 4inch (50 nos.); Sterile cotton swabs 6inch, 2/Pkt (50 nos.); Pipettes 7mL (10 nos.); Sterile water 5mL (10 nos.); 7inch sterile cuticle sticks (10 nos.); Slide evidence boxes, 2.5 x 1.5 x 5/8inch (10 nos.); Fiberglass brushes (5 nos.); Disposable tweezers (12 nos.); Disposable scalpel, rounded blade (5 nos.); Disposable scalpel, pointed blade (5 nos.); Ink/Powder remover wipes (15 nos.); Swab boxes, Single 6inch (5 nos.); Individually packaged black combs (5 nos.); Evidence tape red with white stripe 108inch (2 nos.); Crime Scene Do Not Cross, Barrier tape, 1000 (1 no.); Dissecting blades (10 nos.); Hand preservation bag pairs (10 nos.); Reusable Faraday bag 11 x 8inch (1 no.); Bio-Swabs (100 nos.); Stat-Lifts (10 nos.); Black Fingerprint powder 2 Oz. (3 nos.); Dual Fingerprint powder 2Oz. (3 nos.); White backing cards 3 x 5inch (25 nos.); Black backing cards 3 x 5inch (25 nos.); Clear lifting tape 2inch (1 no.); Set photo tents, 1-20, Scaled, 3.5inch (1 nos.); Printed evidence bags, 7 x 4 x 13.5inch (10 nos.); Printed evidence bags, 8 x 5.25 x 15.5inch (10 nos.); Shadow black Nitrile gloves, Large (4 nos.); Corner rulers (5 nos.); Gray photo rulers (50 nos.); Tamper Indicating Evidence Bags, 10 x 9inch (10 nos.); Tamper indicating evidence bags, 4 x 9inch (10 nos.); 2) Safety glasses (2 nos.) | Kit
| Reference standard, d-Amphetamine 1000μg/mL | 1mL
| Reference standard, Codeine standard 1,000μg/mL | 1mL
| Reference standard, Cannabinoids 1,000μg/mL; Certified reference standard; Mix standard in the package containing component like Delta-9-Tetrahydrocannabinol (Δ9-THC), Delta-8-Tetrahydrocannabinol, Cannabinol, Cannabidiol | 1mL
| Reference standard, Alcohol mix control 0.100g/dL: Mix standard containing components like acetaldehyde, acetone, ethanol, ethyl acetate, isopropanol, methanol mponents like actealdehyde, acetone, ethanol, ethyl acetate, isopropanaol, methanol | 1mL
| Camera: DSLR for autopsy room and crime scene photography. Type:DSLR, SLR Variant/Lens:, 24-120 mm VR Lens, Effective Pixels: 45.7 MP with tripod socket and wifi. Sensor Features; Sensor Type: CMOS Image Sensor Size: 35.9 x 23.9; ISO Rating: 100 - 25,600 (Max to 102400); Image Sensor Format: FX ; Shutter Speed:1/4000 sec; Continuous Shots:7fps shooting Video Resolution: 1920 x 1080; Video Quality: 4K at 30p+1080p at 120p+Time-Lapse ; Display Type:TFT LCD; Display Size: 3.2 Flash Memory Type: ‎SD Card Must include Memory Card Size: 64 GB. Provide/include the following accesories with camera 1. Compatible case and starps, 2.compatible cords and cables, 3. 2 nos of compatible all in one wide and prime lens of different focal length and apertur, 4. Extra Li-ion Rechargeable Battery and holder, 5. Multi Battery Power Pack, 6.AC Adapter, 7. USB Cable | Set
| Chelex resin | 500mL
| QuEChERS kit: 100mg MgSO4; 50mg NaCl | 50/Pkt
| Collection kit, Buccal swab: Containing Sterile cotton swabs (2 nos.); Swab box (1 no.); Recloseable plastic bag with absorbent (1 no.); Pair of exam gloves (1 no.); Evidence envelope with chain of custody 6 x 9inch (1 no.); Buccal swab collection card (1 no.); Sealable shipping envelope (1 no.); Integrity seals (2 nos.) | Set
| Reference standard, Ketamine 1000μg/mL | 1mL
| Reference standard, Heroin 1000μg/mL | 1mL
| Reference standard, Cocaine 1000µg/mL | 1mL
| Beta-Glucuronidase | 25mL
| Ammonia soltuion, 2.0 in ethanol | 500mL
| 1-Propanol | 500mL
| Benzoic anhydride | 100g
| Arsenic trioxide | 500mL
| Ammonia water | 500mL
| a-Naphthyl acid phosphate, Monosodium salt | 1L
| Ethylene glycol, Reagent grade | 500mL
| Disodium hydrogen phosphate | 500mL
| Urea | 500mL
| Toluene for GC | 1L
| Methyl pivalate | 1L
| N- Methyl carbamate | 100g
| Methanol, HPLC grade =99.9% | 1L
| Iso-Octane, ACS reagent, Ph Eur | 1L
| N-Hexane | 1L
| Trimethylchlorosilane 1% | 10mL
| Tribromophenol | 100g
| 2-Mercaptoethanol | 500mL
| Heptafluorobutyric anhydride | 25g
| Acetic acid 0.1M | 500mL
| 2 Propanol, HPLC grade | 500mL
| Methylene chloride, Stabilized | 150mL
| Ammonial methanol | 100mL
| Methanolic HCl 0.5N in methanol | 250mL
| Sodium acetate, Buffer | 500mL
| Methyl-tert-butyl-ether (MTBE) for analysis, ACS grade | 1kg
| Chlorotrimethylsilane | 500mL
| Rapid test kit, Benzodiazepines, Sample: Urine | 50/pkt
| Rapid test kit, Cocaine, Sample: Urine | 50/pkt
| Hexane for HPLC ≥99.0% | 1L
| Microextraction kit, SPE: Straight barrel cartridge 60mg, 1mL and 3mL | 50/Pkt
| Dichloroacetic acid &#8805;99% | 100mL
| Multi-drug rapid test kit, 10 panels for Methamphetamine, Tetrahydrocannabinol, Cocaine, Opiates, Amphetamine, Propoxyphene, Benzodiazepines, Tramadol, Propoxyphene and Methylenedioxymethamphetamine; Sample: Urine | 25/Pkt
| Multi-drug rapid test kit, 6 panels for Tetrahydrocannabinol, Tramadol, Opiates, Amphetamine, Benzodiazepines and Propoxyphene; Sample: Urine | 25/Pkt
| Rapid test kit, Opiates, Sample: Urine | 50/pkt
| Rapid test kit, Methamphetamines, Sample: Urine | 50/pkt
| Rapid test kit, Methadone, Sample: Urine | 50/pkt
| Rapid test kit, Methylenedioxymethamphetamine, Sample: Urine | 50/pkt
| Hydrogen chloride solution 1.0M in acetic acid | 100mL
| Rapid test kit, Heroin, Sample: Urine | 50/pkt
| Rapid test kit, Propoxyphene, Sample: Urine | 50/pkt
| Rapid test kit, Phencyclidine, Sample: Urine | 50/pkt
| Hydrogen chloride solution 3.0M in methanol | 500mL
| Methyl orange, ACS reagent | 100g
| Iodomethane | 250mL
| Rapid test kit, Amphetamine, Sample: Urine | 50/pkt
| Rapid test kit, Ketamine, Sample: Urine | 50/pkt
| Rapid test kit, Oxycodone, Sample: Urine | 50/pkt
| Methylene chloride, Stabilized | 250mL
| Potassium chloride solution | 500mL
| Potasssium hydroxide pellets | 500mL
| O-Dianisidine tetrazotized (Fast blue B salt) | 250g
| N-Methtul-bis-trifluorocetamide | 5mL
| Dichloromethane, HPLC grade | 1L
| Formaldehyde solution | 1L
| Ethedium bromide solution | 500mL
| 2-Methyl-2-propanal | 500mL
| Coomassie brilliant blue | 500mL
| Bis-trimethylsily-fluroacetamide | 10x1mL
| 3,3 Dichlorobenzidine | 500mL
| 2,2,3,3,3-Pentafluropropanol | 10x1mL
| Reference standard, Diazinon-d10 1000μg/mL in acetonitrile | 1mL
| Floater, Plastic for water bath | Piece
| Acetate buffer | 1L
| Sodium sulphate, Anhydrous, Granular, ACS reagent ≥ 99.0% | 500g
| Autoinjector vials for GC-MS | Section header
| Simplified liquid extraction tube, Screen-C 55µm, 70Å, 200mg/3mL | 50/Pkt
| Polypropylene tube, SPE format, Straight, Media weight 200mg, Capacity 15mL | 50/Pkt
| Bond Elut Certify II, 130mg, 3mL with complete accessories: Luer stopcocks, Adapter cap for 1, 3 and 6mL cartridges, Adapter cap for LRC 12, and 20mL cartridges, Empty SPE cartridges with two frits (pre-inserted) of 3 and 12mL (100 numbers each), and well plate | 50/Pkt
| Bond elut certify I 130mg, 3mL with complete accessories: Luer stopcocks, Adapter cap for 1, 3 and 6mL cartridges, Adapter cap for LRC 12, and 20mL cartridges, Empty SPE cartridges with two frits (pre-inserted) of 3 and 12mL (100 numbers each) and well plate | 50/Pkt
| Evidence bag, Polyethylene, Reclosable, Heavy-duty, Zip-top (Self-sealing), 0.002inch thickness with evidence tape/labels 2.5 x 3inch | 100/Pkt
| Solid phase extraction cartridge, Bed weight 200mg, Column volume 3mL, Particle size 40-60µm | 50/Pkt
| Simplified liquid extraction tube 6cc, Sample volume 1mL, Elution volume 2 x 2.5mL | 50/Pkt
| 96 well plate, Simplified liquid extraction, Screen-C, 55µm,70 Å 50mg/well | 50/Pkt
| Simplified liquid extraction tube, X, Polymeric reversed phase 33µm, 60mg/3mL | 50/Pkt
| Simplified liquid extraction tube, X C, Polymeric strong cation 33µm, 60mg/3mL | 50/Pkt
| 96 well plate, Simplified liquid extraction, 33µm polymeric strong cation, 60mg/well | 50/Pkt
| Simplified liquid extraction tube, X-Drug B, Polymeric strong cation 33µm, 30mg/3mL | 50/Pkt
| Simplified liquid extraction tube, X-Drug B, Polymeric strong cation 33µm, 60mg/6mL | 50/Pkt
| 96 well plate, Simplified liquid extraction, X-Drug B, Polymeric strong cation 33µm, 60mg/well | 50/Pkt
| Polypropylene tube, SPE format, Straight, Media weight 500mg, Capacity 6mL | 50/Pkt
| Polypropylene tube, SPE format, Straight, Media weight 200mg, Capacity 3mL | 50/Pkt
| Plastic tube, Simplified liquid extraction, Straight, 18-S 200mg/3mL | 50/Pkt
| Extraction column, 0.60 x 30mm 15-10, Outlet cannulae 6, Sample volume: 1mL, Waiting period: 5-10min, Elution volume: 6mL | 50/Pkt
| Supported liquid extraction, Pre-packed columns for extraction of lipophilic compounds from aqueous solutions, 0.1-1 mL sample size | 100/Pkt
| Supported liquid extraction plate, 1mL sample volume | 100/Pkt
| Supported liquid extraction columns 1mL with collection plates and columns | 100/Pkt
| Solid phase extraction kit, Microextraction, Straight barrel catridge 60mg, 1mL and 3mL | 50/Pkt
| Ammonium formate 10mM | 500mL
| Formic acid in methanol 0.1% | 500mL
| 1-Butanol | 1L
| Solid phase extraction cartridge, Bed weight 200mg, Column volume 6mL, Particle size 40-60µm | 50/Pkt
| β-Glucuronidase removal kit 2mL: Centrifuge tubes, Recombinant and Non-Recombinant Enzyme | 50/Pkt
| Perchloric acid, 04N | 500mL
| 2-Pentanol | 500mL
| Acetic acid, Glacial | 500mL
| Acetone ≥99.9%, HPLC grade | 1L
| Ammonia in methanol 2.0M | 500mL
| Ammonium acetate | 500g
| Ammonium hydroxide solution, ACS reagent | 500mL
| Butyl acetate 99.7%, HPLC grade | 1L
| Calcium chloride | 500g
| Carbon disulfide | 500mL
| Chloroform 99% | 1L
| Diethylamine ≥99.5% GC | 250mL
| Methyl-tert-butyl-ether, ACS grade | 350mL
| N-Methyl-N-tert-butyldimethylsilyltrifluoroacetamide | 10 x 1mL
| Potassium dihydrogen phosphate, 98-100.5% | 500g
| Potassium phosphate buffer, 0.1M, pH 6.0 | 500mL
| Sodium acetate, Anhydrous | 500g
| Sodium bicarbonate | 500g
| Sodium chloride solution | 1L
| Sodium hydroxide, 99% | 500g
| Sodium lauryl sulfate, Reagent grade | 1Kg
| Sodium nitrate | 500g
| Sodium periodate ≥99.8%, ACS reagent | 250mL
| Sodium phosphate, Dibasic ≥99.0%, Anhydrous, ACS reagent | 500g
| Sodium phosphate, Monobasic ≥98%, Monohydrate, ACS reagent | 500g
| 2-Octanol | 500mL
| Drug collection and transportation kit, 25mL: Chemical resistant glass vial, a teflon coated lid, and High density polypropylene laboratory bottle and cap | 50/Pkt
| Evidence collection jar, Polypropylene, Screw top lid 30mL | 50/Pkt
| ZnSO4 5% | 500mL
| Evidence collection jar, Polypropylene, Screw top lid 50mL | 50/Pkt
| Evidence collection jar, Polypropylene, Screw top lid 200mL | 50/Pkt
| Evidence collection jar, Polypropylene, Screw top lid 500mL | 50/Pkt
| Collection storage tube, Polypropylene with leak resistant screw on caps and integrated sealing ring 5mL, 60 x 20mm | 100/Pkt
| Ethanol | 1L
| Ethyl acetate | 1L
| Formic acid ≥95%, Reagent grade | 1L
| Hydrochloric acid. 1.0M | 500mL
| Hexyl chloroformate 97% | 25g
| Isobutanol, ACS reagent | 10 x 1mL
| Trimethylanilinium hydroxide in methanol reagent, GC | 12 x 1mL
| Collection storage tube, Polypropylene with leak resistant screw on caps and integrated sealing ring 50mL, 117 x 34mm | 100/Pkt
| Nitric acid | 500mL
| 2,2,3,3,3-Pentafluoro-1-propanol | 10 x 1mL
| Phosphate buffer, 0.1mol/L, PH 6.0 | 100mL
| Phosphoric acid, HPLC grade | 100mL
| Potassium carbonate 99.995% | 50mg
| Collection storage tube, Polypropylene with leak resistant screw on caps and integrated sealing ring 10mL, 94 x 20mm | 100/Pkt
| Evidence envelope, Paper, Printed 9inch x 12inch | 100/Pkt
| Evidence bag, Polyethylene, Reclosable, Heavy-duty, zip-top (Self-sealing), 0.002inch thickness with evidence tape/labels 0.002inch, 4 x 6inch | 100/Pkt
| Evidence bag, Paper 16.5 x 34 x 11.5inch | 50/Pkt
| Evidence bag, Paper, Printed 7 x 13.5 x 4inch | 100/Pkt
| Evidence bag, Paper, Printed 8 x 15.5 x 5.25inch | 100/Pkt
| Evidence bag, Polyethylene, Reclosable, Heavy-duty, Zip-top (Self-sealing), 0.002inch thickness with evidence tape/labels 8 x 10inch | 100/Pkt
| Evidence bag, Polyethylene, Reclosable, Heavy-duty, zip-top (Self-sealing), 0.002inch thickness with evidence tape/labels 9 x 12inch | 100/Pkt
| Mixed standard, Chlorinated pesticides 2000ug/mL in hexane/toluene | 1mL
| Deltamethrin, 500µg/mL in Methanol | 1mL
| Mixed standard, Organophosphate 2000ug/mL in hexane/toluene | 1mL
| Tartaric acid | 500mL
| Triethylamine 99% | 500mL
| Trifluoroacetic acid ≥99.0%, HPLC grade | 500mL
| Pentafluorobenzoyl chloride | 25mL
| Reference material, Methamphetamine/Cocaine/Heroin solution containing 250μg/mL of each component in acetonitrile | 1mL
| Reference material, Opiate multi-component solution containing 250μg/mL of each component in acetonitrile: Methadone, Codeine, Hydrocodone, Meperidine, Oxycodone | 1mL
| Reference material, Pain management multi-component opiate mixture containing 100μg/mL of each component in Methanol: Methadone, Buprenorphine (SYN), cis-Tramadol HCl, Codeine, Fentanyl, Hydrocodone, Hydromorphone, Meperidine, Morphine, Naloxone, Naltrexone, Oxycodone, Oxymorphone | 1mL
| Aconitine ≥ 98%, HPLC containing aconitine, mesaconitine, and hypaconitine as single compound in stock or as individual standard | 1mL
| 1-Methyl-2-pyrolidinone | 500mL
| Evidence collection kit, Sexual assault victim: Containing Integrity police seals, Biohazard label 1 x 1inch (1 no.); Kit instruction sheet (1 no.); Underwear bag with label (1 no.); Misc. collection envelope with paper bindle, swabs, swab boxes and nail scraper (1 no.); Oral swabs envelope with sterile swabs and swab boxes (1 no.); Anal swabs envelope with sterile swabs and swab boxes (1 no.); Vaginal swabs envelope with sterile swabs and swab boxes (1 no.); Known saliva sample envelope with Sterile swab and swab box (1 no.); Known blood sample envelope with lancet and FTA card (1 no.) | Kit
| Collection storage tube, Polypropylene with leak resistant screw on caps and integrated sealing ring 4.5 x 75mm | 100/Pkt
| Blood detection reagent spray, Luminol: With a pair of Nitrile barrier gloves and a vial of activation fluid with each bottle | 120mL
| N-methyl-N-(trimethylsily) trifluoroacetamide (MSTFA) | 100mL
| Seals, Evidence, Precut: Ready to-use; No-hassle seal dispenser box, 3 x 1.5inch, White | 100/Pkt
| Seal, Specimen security/identification 7 x 1.25inch with a 0.625inch tab 60mL | 250/Pkt
| Label, Biohazard: Printed in fluorescent orange and black on self-adhesive stock with peel-away backing 2 x 1.8inch | 200/Roll
| Evidence security tape: White write-on strip on which a description of the sealed evidence can be written using a pen or permanent marker; 1.25inch wide, 108inch roll in a dispenser box, Red/white color | 5/Pkt
| N, O-bis (trimethylsilyl) trifluoroacetamide (BSTFA) with 1% TMCS | 500mL
| Reference standard, Cypermethrin 1000&#956;g/mL in acetonitrile | 1mL
| 2, 2, 3, 3, 3-Pentafluoropropanol | 10x1mL
| Pre-packed column for extraction of lipophilic compounds from aqueous solutions (0.1-1mL sample), Outlet cannulae: 0.60 x 30mm, Max. sample volume: 1mL; Waiting period: 5-10 min, Elution volume: 6mL | 100/Pkt
| Sample volume columns, Supported liquid extraction 1mL, with collection plates and columns | Set
| Microextraction kit, Solid phase, Straight barrel cartridge 60mg, 1mL and 3mL | 50/Pkt
| 1-Chlorobutane for HPLC &#8805;99.8% | 500mL
| Reference standard, Malathion 1000&#956;g/mL in acetonitrile | 1mL
| Reference standard, Aldrin 1000g/mL in acetonirile | 1mL
| Investigation Kit, Crime scene | Set
| Formic acid, Aqueous 0.1% (v/v) in water, Grade 1 | 1L
| Extraction kits | Section header
| Rapid test kits | Section header
| Glycerine | 1L
| Phosphate buffer solution 1.0M, pH 7.4 | 1L
| Hydrochloric acid 0.1M | 500mL
| Pipette barrier tips with rack Aerosol; Pipette tips of volume for 0.1-10µL, 10µL, 20µL,100µL and 200µL; Low binding; Sterile; RNase/DNase/ Pyrogen /PCR inhibitor free; 96 pipette tips/rack; 960 pipette tips/pack; Autoclave able | Set
| Micro-mats for PCR plates: Fit 96 well PCR plate, Autoclavable | 100/pkt
| Cap strip, Pierce able: To be used with 0.2mL PCR strip tubes and 96-well plates | 100/pkt
| Semen detection kit (AP/PSA test strips): Acid phosphatase (15 AP) test strips in a sealed canister with a desiccant cap; Prostate specific antigen (10 PSA) test strips in individual sealed pouches; Semen detection test strip with 5mL dropper | Kit
| Ammonium sulfate | 100mL
| Pentafluropropionic acid, Anhydride 99% | 25g
| Sodium tetraborate decahydrate, ACS reagent, ≥99.5% | 1L
| Reference standard, Tramadol 1000μg/mL | 1mL
| Reference material, Benzodiazepine multi-component solution containing 250μg/mL of each component in acetonitrile: Alprazolam, Clonazepam, Diazepam, Flunitrazepam, Lorazepam, Nitrazepam, Oxazepam, Temazepam | 1mL
| Reference standard, 3,4-MDMA HCl 1,000μg/mL | 1mL
| Boric acid | 500g
| Diethyl glycol &#8805;99.0% (GC) | 1L
| Dimethyl sulphoxide | 500mL
| Dimethyldichlorosilane | 1L
| Heptaflurobutyric anhydride | 20mL
| N-Pentane | 1L
| O-Aminoazotoluene | 250mg
| Potassium bisulfate, Reagent grade | 10g
| Pyridine | 500mL
| Sodium acetate trihydrate, ACS reagent | 1L
| Sodium dodecyl sulphate | 500mL
| Rapid test kit, Tetrahydrocannabinol, Sample: Urine | 50/pkt
| Tetramethyl ammonium hydroxide 0.2M in methanol | 10x1mL
| Hexane, HPLC Plus for HPLC, GC and residue analysis ≥95% | 1L
| N-pentane | 1L
| Pentafluropropionic acid anhydride | 25mg
| Ammonial metahnol | 100mL
| Reference standard, Captan 1000&#956;g/mL in acetonitrile | 1mL
| Reference standard, Narcotics | Section header
| Reference standard, Propoxyphene 1000μg/mL | 1mL
| Reference standard, Chlorpyrifos 1000&#956;g/mL in acetonitrile | 1mL
| Reference standard, Endosulfan 1000&#956;g/mL in acetonitrile | 1mL
| Diethylether, ACS reagent, Ph Eur | 500mL
| Sodium borate, Decahydrate, ACS reagent, &#8805;99.5% | 500g
| Extraction kit, Solid phase: Drug-Clean C 200mg, Complete set with SPE columns reservoirs, frits, caps, syringe adapters suitable for 4mL cartridges | 100/Pkt
| Well plate kit, Supported liquid extraction, 96-well, Strata 200µL | Set
| Well plate, Supported liquid extraction, 48-well, 1mL | 100/Pkt
Reference Standards, Pesticides
| QuEChERS kit for drugs extraction in biological samples (capsules, tablets, blood, urine, vomits, and viscera) with extract tubes, AOAC method, Dispersive 2mL | 100/Pkt
| Acidic ester | 1L
Equipment | Weighing scale: Digital autopsy weighing scale for stretcher trolleys to receive body tray for weighing of the body, Configuration: Platform, Dimensions: 125 cm x 150 cm x 5.2 cm -Weight capacity: Upto 2000kg ; Ramp and stainless steel column must be included and provided with the weighing scale (accessories). | Set
| Water purification system: Complete set with Production unit; Dispenser unit and filter with the 0.22µm membrane; Footswitch; Silicone POD cover; UV lamp; Water: Type 1, Resistivity measurement range: 2.4-18.2MΩ.cm (compensated to a 25°C value); Conductivity measurement range: 0.055-0.294μS/cm; Temperature measurement range: 0-45°C; TOC measurement range: 1-999ppb; Data connection Parallel port; Power supply: 220-240V, 50Hz; Power cord with 3 round pin | Set
| Swab drying box, Plastic, light weight (Portable): Feasible to clean with bleach, equipped with fan for drying of collected cotton swabs (or cloth stains); Cabinet should not be more than 13.5” L x 8” W x 8.5” H in size; Rack capacity not more than 15 swabs; Case and rack to be included in the package; Drying box should fit in the swab tray | Set
| Autopsy scale: For autopsy use and specimen/organ weighing. Fully electronic scale for precise weighing. The scale is delivered with a LCD display . Scope of delivery includes accu and power supply. Weight unit switchable between kg and lbs. The scale has a automatic zero setting, tare and hold function. The stainless steel pan can be detached for cleaning. Weighing range: 0 – 30 kg; Precision: 1 gr.; Voltage: 230V / 50-60 Hz; Dimensions W/D/H: 535 x 241 x 330 mm' Dead weight: approx. 4 kg | Set
| Toxicological mass spectral library, Forensic: Spectra for 500 forensic and toxicology related compounds including drugs of abuse, psychotropic drugs and general drugs, pesticides, etc., and 1000 mass spectra including free, TMS, and TFA body types; OS: Microsoft Windows 10 or above, Excel: Microsoft Excel® 2013 or above; Workstation software: GCMS solution ver. 4.20 or later; Power supply 220-240V, 50Hz; Power cord with 3 round pin | Set
| Desiccator cabinet: Vertical and clear glass; Co-polyester plastic resistant to staining, crazing and chemical attack and UV block; 1 fixed shelf and 1 door latch; 3-4 removable shelves; Two removable perforated shelves; Carrying handles, door with 2 latches and loops for a padlock or tamper-evident seals; Door mounted hygrometer; Temperature range: 5 - 40°C; With two desiccant cartridges | Set
| Liquid chromatography mass spectrometer system, Triple quadrupole: Solvent delivery system: Flow rate 0.0001-3mL/min (to 66 MPa) and 3.0001mL/min to 5.0mL/min (to 44MPa); Flow-rate accuracy ±1% or ±2μL/min (40 MPa) and ± 2% or ±2μL/min (40 to 60 MPa); Flow rate precision less than ±0.06% RSD; Pressure setting range 1-66MPa; Pressure pulsation, < 0.5 bar; Gradient type, High pressure; The precision of composition 0.6% RSD; Automatic rinsing of plunger; Standalone operation; Leak sensor; Degassing unit: Degassing unit 5 flow lines; Max. operating flow rate, 10mL/min per flow line; Degassed flow-line capacity 400µL/flow-line; Pressure resistance, maintained at ±0.1MPa; Error status transferrable to the operating software; Drain-pan; Auto sampler: Max. operating pressure > 66 MPa; Sample injection volume 0.1µL- 100µL; Injection system: Variable injection volume type with zero sample loss; Injection time < 25sec/sample; No. of processed samples 105 for 1.5mL; Sample cooler, block cooling/heating together with dehumidifying function, 4-40°C; Flow line rinse capability both before and after sampling; Rinse aspiration rate, 1-35µL/sec; Rinse aspiration speed, 0.1-15µL/sec; Carry-over < 0.0035 %; Injection volume accuracy ±1%; Injection precision < 0.3% of RSD value; Leak sensor, automatic rack and vial recognition; Capable of coupling to an automatic rack changer; Column oven type, Forced-air-circulation; Temperature control, 10-85°C settable at 1°C steps; Temperature control ±0.1˚C; Temperature limit device and temperature fuse, and solvent leak sensor; Capable of complex temperature programming in linear and step programs; Built-in slots for valve control functions; Capacity, up to 4 x 30cm columns; Photodiode array detector Deuterium lamp and tungsten lamp as light source for UV and visible wavelengths respectively; Wave length 190nm-700nm; Photo-diode array detector with 1024 elements; Element resolution, 0.5nm/element; Modes of operation, High resolution mode at a slit width of 1nm and high sensitivity mode at a slit; Standard flow cell 1.0μL volume, 10mm cell path length, 8MPa pressure max. with temperature control; Wavelength accuracy ±1nm; Flexible selection of light source to select deuterium or tungsten, or both the lamps for analysis (3 modes); Drift, ≤ 0.5x10-3 AU/hour; Noise level ≤ 0.4x10-5 AU; Linearity ≥ 2.0AU (ASTM method); Automatic wavelength accuracy check at 4 wavelengths (UV & Vis) and wavelength correction; Self-aligning light sources and cell light sources; Cell accessible from the front for easy maintenance; Data buffering function to collect up to 20 min of data for all wavelength regions in case of PC malfunctions; Intelligent peak deconvolution analysis program post-run analysis function; System controller: Communication bus module with data buffering capability; Acquire up to 24 hours for one analysis, at 500ms sampling rate; Controllable from a web-based interface via a network; Compatible with wireless networking; Storage, 20 analysis files with a total up to 400 steps of time; MSMS detector-interface Simple maintenance and cleaning of interface; MSMS-ion source Equipped with ESI Probe (Electron Spray ionization) with heater assembly; Heated ESI sources should use zero air heated gas and consumption of zero air, < 20L/min; Consumption of Nitrogen < 25L/min; Total gas consumption (Nitrogen plus air) at any given time, <30L/min; ESI sources must be capable to handle flow rate up to 0.001-2mL/min; Software with the ion source recognizable; Simple and tool free switching of ionization probes; Heating capability of the desolvation line >300°C; Simple cleaning and maintenance of desolvation line without breaking the vacuum; Ion optical system consisting of the Q-array ion guide and UF lens consisting of two quadrupoles for efficient and rapid ion transfer; Mass analyser Consisting of 2, high standard, fast scanning Quadrupoles and one high efficiency multipole type collision cell; Collision cell must be a multi-pole type, High speed collision cell; MS should employ an angle spray which is an orthogonal-flow sprayer; Mass range, 2-2000m/z; Mass stability, 0.05 Da over 12 hours or more; Scanning speed, up to 30,000 amu/s strictly with increment of 0.1Da; Selectable detection of positive/negative ions and the switching time between positive and negative polarity, < 5msec; RF power supply, switchable within 1 msec for next MRM analysis; Resolution, > 0.6 u when tested as below during auto tuning; Full width at half mass for the target peaks, 0.45-0.74; In high resolution mode, resolution, < 0.4u; Availability of MS-MS capability in Quadrupole 2 [Q2] via collision induced dissociation; Gas used for fragmentation, Argon; MRM analysis with shortest Dwell time of 0.8msec; Measure 555 MRM in one second; Sensitivity, Positive ESI The measured signal-to-noise ratio [RMS] obtained from the chromatogram monitoring the transition m/z 609 to m/z 195 on injection of 1 pg of Reserpine, ≥ 100,000:1; Cross talk of the instrument, < 0.003% at 3 msec dwell time; Dynamic range of 2 x 107 pulse counting; Differential type vacuum system with triple inlet turbo- molecular pump and one rotary pump; Secondary electron multiplier detector with conversion dynode; Software system Single software platform for control of all the modules of LC and MS; Cover full digital instrument control, qualitative and quantitative processing, report creation, self-diagnosis and auto-tuning; Perform ‘Automatic Optimization of MRM’ using flow injection mode; Manual optimization using syringe flow; Self-diagnosis feature to diagnose the mass spectrometer and all connected LC units; Designed for various acquisition modes such as MS Acquisition mode and MSMS acquisition mode; MRM mode with 1000 events and each event with 32 channels; MSMS acquisition mode with various modes apart from MRM e.g., product ion scan, precursor ion scan and neutral ion scan; MRM triggered full scan MSMS function; Each mode of acquisition with at least 1000 events; Security features complying with FDA; Auto Start-up and shutdown of the MS using a single key operation; Standard auto-tuning with sensitivity and resolution optimization for both positive ion and negative ion modes; Method file capable of saving all analysis parameters, data processing parameters and report format; Flexible and easy to use reporting format with its own log files for complete audit trail; Computer with Intel core I5 processor, 4.0GB RAM, 500GB hard disk Storage, LCD wide monitor with Laser jet printer; Accessories: Carrier gas pipe; UPS with at least 3 hrs power back up; HPLC columns C18 5um, 4.6 x 250mm (3 pcs); HPLC Columns C18 3um, 4.6x100mm (3 pcs); LCMSMS method package of at least 750 pesticides along with detail information about the compounds, MRM transition; Method package for drug of abuse; SS table with granite top capable to carry the instrument and PC and printer; One cylinder of Argon with min. of 99.95% purity with gas piping and regulator; Nitrogen air generator with minimum of a following specification: Max. flow rate: 25L/min; Max. outlet pressure: 690kPa (100 psi); Particles <0.01um; Gas outlets: 2x1/4” BSP; Drain outlets: 1x1/4” BSP; Noise level: 54 dB; Phthalates: none & Suspended Liquids: none | Set
| Refrigerator, Morgue: Temperature range 2- 8°C; Capacity 4 Bodies on 2 levels; Type: Vertical; Structure and insulation: White or silver coated steel inside and outside; Insulation polyurethane thickness 80mm; Door: N.6 hatches; 6 steel body trays; Controller: Digital electronic thermostat; Alarms: Acoustic and visual for temperature derivation and failures; Refrigeration type, ventilated; Defrost, automatic with automatic evaporation of the condensate water; Refrigerant type, R404A with CFC Free; Power supply 220-240V, 50Hz; Power cord with 3 round pin; Accessories: Additional body tray; Unit to contain digital monitor; Temperature recorder/data logger; Battery backup; Voltage safety system, Alarm system for various parameters with rechargeable battery pack; twin refrigeration system | Set
| Headspace auto-injector: Multifunctional Auto-sampler for GC-MS; Automatic exchange of syringe modules; Headspace equipped to choose between liquid injection, headspace (HS) injection, or solid-phase micro-extraction (SPME) injection; Syringe type headspace; Liquid injection volume: At least 160 x 2mL vial and 50 x 10/20mL vials; No. of repeated injection: 1µL-10µL; No. of vials for headspace injection: up to 90 inj./vial; Headspacer injection volume: Latest 50 x 10/20mL vials syringe heating: 250-2000uL; Agitator heating range: up to 150°C; Syringes :up to 250°C with six heated vials; Software: Headspace controlling software compatible with the existing GCMS; Headpace injector must be compatible with the existing GCMS; Accessories: Micro-syringe for liquid injection 10µL (2 pcs); Syringe for Headspace 2.5mL (2 pcs); Vials : 2mL vials with cap and septa (200 pcs); 20mL vial (200 pcs); 20mL magnetic cap (200 pcs); 20mm Crimper; 20mm Decapper | Set
| Ultrasonic bath, 1L: Timed ultrasonic baths set with complete accessories; Temperature range: 30-80°C in 5°C increments; Temperature display: Analogue temperature setting in increments of 5°C; Timer: 1, 2, 3, 4, 5, 10, 15, 20, 25, 30 mins with indication of time remaining; Permanent on function With auto switch-off after 12 hours; Ultrasonic effective output 30W; Ultrasonic peak power 240W; Ultrasonic operating frequency 38kHz; Power supply: 220-240V, 50Hz; Power cord with 3 round pin; Accessories: Stainless steel basket (hang up design), Lid | Set
| Autopsy table, Standard: Height adjustable and 180° rotatable via electro-hydraulic mechanism; Min. height, 800mm adjustable up to 1000mm; Complete SS construction finish with large radius inside corners for easy clean-up with heliarc-welded seams and joints, ground and polish; Removable full length perforated SS body support grid plates; Removable access panel; GFCI duplex receptacle with water proof cover; Backflow protection for all plumbing fixtures; Deluxe hydro-aspirator with reverse flow, cold water control valve with hose; Spray hose assembly with cold water control valve, nozzle, flexible hose; Mixing faucet with gooseneck spout and wrist blade handles; 1/2 hp heavy-duty commercial waste disposal system with switch; Rapid and positive drainage; Table end rinse with cold water control valve; Hot and Cold water mixing faucet with on/off control and wrist blade handles; Full length perforated body support grid plates; Chemical resistant plastic head rest; work surface without rivets, bolts or other devices; Splash proof electrical outlets; Separate switch for elevation control and ½ hp disposal on/off; Post-mortem scale pole and bracket fabricated from type 304 polished stainless steel with locking knob which allows the pole to be secured anywhere along its 360°turning ability; Double dial hanging autopsy scale made of heavy chrome scale body and pan suspension; Accurate to 0.1% of full scale and with at least double 1ft. dial for reading from either side; Bow, ring and pan and with (i) Diameter (scale) 15-16inch (ii) Depth (scale): 3-4inch (iii) Diameter (pan): 14-15inch (iv) Depth (Pan): 5- 6inch (v) Capacity by graduation: 15kg x 25g with pan | Set
| Nitrogen evaporator: 8 sample capacity table top; Volume: 80 - 250mL with LCD display; Time, temperature setting and Start/stop facility; Temperature range: Ambient to 90°C; Time range: 15sec to 10 hours; Gas station: 5 Nos. with LED indication; Gas regulator range: 0 to 100 PSI (approx.); Pressure gauge range: 0 to 100 PSI; Controlled: Fully Microprocessor based; Error indication: LED indication with Buzzer; Sample capacity: 50 nos.; Gas Line: 5 nos.; Water tank capacity: 6 - 7L (Not over flow); Water bath capacity: 6-7L distilled water; Power supply: 220 -240V, 50Hz; Accessories: Adapter for connecting a gas tube and regulator for the gas inlet, Laboratory grade nitrogen gas cylinder, Exhaust duct outlet or fume hood, exhaust hose of 3.8m, 50.8 mm inner diameter | Set
| Solid Phase Extraction (SPE) vacuum manifold, 12-Port: With complete set of accessories; Glass basin with built-in vacuum regulator, tubing polypropylene lid with 12 individual control valves, 12 position collection rack, 12 PTFE sample guides, top shelf for round-bottom flasks and waste container; Accessories: Vacuum pump/pressure station, 240V/50Hz, Vacuum tubing (10ft./3 m, 1/4inch ID), standard male luer end SPE cartridges, Resprep sample delivery system compatible with Resprep 1, 3, 6, and 15mL SPE cartridges | Set
| Drying cabinet, Swab: Hold upto 30 swabs; With swab cabinet and swab tray; Power On-Off indicator; 0 - 60 minute timer; 20 Security locks; Rapidly dries swabs using room air; Convenient washable slide-out tray; Hinged door cabinet with latch; Numbered security lock to maintain evidence integrity; Power supply: 220-240V, 50Hz; Power cord with 3 round pin; Accessories: Portable charger bank, case and rack; Adapter for use in crime scene vehicles | Set
| Microscope, Dual head: Inclined at 30°, Interpupillary distance 55-75mm, Eyepiece: Extra wide field eyepiece W10X/22, WF16X WF20X eyepiece (4 pcs each); Nosepiece: Backward quadruple nose piece; Objectives: Infinite achromatic objective 4x, 10x ,40x(S), 100x(S. oil); Stage: Double layers mechanical stage:180x150; Moving range: 75 x 50mm; Abbe condenser N.A. 1.25 with iris diaphragm and filters; Center adjustable; Focusing system: Coaxial coarse and fine adjustment; Fine division 0.002mm; Moving range:28mm; Collector: High brightness kohler illumination with Iris diaphragm; Illumination: Universal voltage 230V, 6V20W; Halogen lamp: Brightness adjustable or S-LED; Filters: Standard blue and green filters; Pointer: LED pointer; Brightness adjustable; Power supply: 220-240V, 50Hz; Power cord with 3 round pin Accessories: Dust cover, Phase contrast kit, Extra halogen bulb (6V/20W), Immersion oil, Mirror for power outage, 2 Colour filters, Extra fuses, Rubber eye-guards | Set
| Autosampler, Multifunctional: SMART Syringe technology; Run liquid and headspace samples using four sample vial sizes: 1mL, 2mL, 10mL, and 20mL; Robotic tool change units; Integrated software with six built in methods (Liquid, headspace, SPME, sample dilution, internal standard addition, and derivatization); Overlapping function for samples that need pretreatment heightens the analysis efficiency; Power: 230V/50Hz; Power supply: 220-240V, 50Hz; Power cord with 3 round pin | Set
| Water bath, Shaking: Temperature range: 25-90°C | Set
| Centrifuge, Benchtop: Swing out rotor with bucket with holders for 1.5/2mL micro-tubes to 50 mL tubes; Max. speed: 4,000 RPM; Max. RCF: 2,610 x g; Max. capacity: 360mL (24 x 15mL); Main control: LCD microprocessor controlled; Power supply: AC 220-240V, 50Hz; Power cord with round three pin top; Accessories: Rotors (Long and short blood collection tubes or 15mL and 50mL TC tubes) | Set
| Embalming system: Equipped with magnetic drive high speed pump; Automatically shut off when fluids run out; Durable cabinet and hoses with quick disconnect assembly; High pressure 0-80lbs; Flow rate: 0-1gpm; 7-9L glass fluid jar capacity; Powerful high speed 1/5hp quiet motor; Solid state lining pulsator; Tank with safety valve, pressure gauge with rubber tubing for injection; Power supply 220-2240V, 50Hz; Power cord with 3 round pin | Set
Instruments | Post Mortem Instrument Set consisting of: Autopsy knife with metal handle cutting length 195 mm (1 pc), Dissecting knife cutting length 100 mm (1 pc), Autopsy knife with wooden handle, cutting length 110 mm (1 pc), Cartilage knife with wooden handle, Cutting length 70 mm (1 pc), Incision scissors, 145 mm (2 pc), Bowel scissors, 210 mm (1 pc),Dissecting forceps, standard, length 160 mm (1 pc), Dissecting forceps, 2 x 3 teeth, length 145 mm (1 pc),Dissecting forceps 1 x 2 teeth, length 250 mm (1 pc),Directors 160 mm (1 pc), Probes 250 mm / 1,5 mm (2), Post mortem needles, 115 mm (12 pc.),Folding ruler 300 mm (1 pc),Tape measure in plastic capsule, 1500 mm (1 pc), Bow Saw, 420 mm incl. Spare saw blade (1 pc), Bone shears 230 mm (1 pc), Bone holding forceps, Langenbeck 215 mm (1 pc), Chisel, 245 mm (1 pc), Metal mallet, Ombredanne, 240 mm, 550 gram (1) , Skull breaker 140 mm (1 pc), Microscopic needle holder with plastic handle, 240 mm (1 pc), Dermatograph red (1 pc), Oscillator/electric autopsy saw (1 pc), suture needle (2 pcs), roll suture (5 rolls) TECHNICAL DATA Supplied in an aluminium case with foam insert suitable for dissecting instruments Set | Set
| Autopsy instrument kit: Consisting of Dissection scalpels (4 nos.); Ratchet (1 no.); Cartilage knife (1 no.) Retractors with 2 double claws (2 nos.); Autopsy knife (1 no.); Double tubed insufflators (2 nos.); Incision scissors 14.5 cm (2 nos.); Olivares stylets (2 nos.); Bone shears (1 no.); Suturing needles (4 nos.); Bowel scissors (1 no.); Tape measure (1 no.); Dissection pliers (2 nos.); Test tube 100mL (1 no.); Amputation saw (1 no.); Chisel scissors (2 nos.); Hammer ( 1 no.) | Set
| Ultraviolet lamp, Portable: For fingerprint and body fluid detection, evidence collection; Battery use, 5-10Hrs; AC adapter; Wrist strap and travel pouch; Contain more than 2 wavelengths for crime scene-interchangeable wheel (field Upgradeable) with filters: UV 254, 365, 415, 5 or more Watt; Accessories: One extra orange goggle; NIHM rechargeable battery | Set
| Liquid nitrogen container: With level sensor; Capacity 10L with vial racks | Number

## GC
Category | Item Name | Pack Size
Antiseptics and Disinfectants | NaDCC 1.67g tablet (containing 1gm available chlorine), Packed in a tempered evident conatiner | 100/Pkt
| Hand disinfectant solution with pump, Chlorhexidine 5% v/v, Ethyl alcohol minimum 70%w/v with emollient and moisturizer | 500mL
| Sodium hypochlorite solution 4% | Litre
| Povidone Iodine 10% w/v (500 ml), for surgical skin preparation | Bottle
| Glutaraldehyde 2% with OPA: For high level disinfection | Bottle
| Glycerin (450mL) | Bottle
| Linen disinfectant concentrate, Chlorine free formula | Jar
| Hydrogen peroxide 6% (20 vol) | 450mL
| Cetrimide 15% + Chlorhexidine 7.5% solution | 500mL
| Povidine iodine solution 5% w/v | 500mL
| Spirit, Rectified | Litre
| Povidone iodine solution 10% w/v | 500mL
| Ortho-phthalaldehyde (OPA) 0.55 % solution | 5L
Catheters | Catheter, Suction, PVC with fingertip control and X-ray opaque line, Size 14 | Piece
| Catheter, Suction, PVC with fingertip control and X-ray opaque line, Size 6 | Piece
| Catheter, Suction, PVC with fingertip control and X-ray opaque line, Size 6 | Piece
| Catheter, Suction, PVC with fingertip control and X-ray opaque line, Size 18 | Piece
| Catheter, Foley, 2 ways, Transparent ,100% Silicone, Size 12 | piece
| Catheter, Foley, 2 ways, Transparent ,100% Silicone, Size 14 | piece
| Catheter, Foley, 2 ways, Transparent ,100% Silicone, Size 18 | piece
| Catheter, Foley, 2 ways, Transparent ,100% Silicone, Size 10 | piece
| Catheter, Foley, 2 ways, Transparent ,100% Silicone, Size 16 | piece
| Catheter, Foley, 2 ways, Transparent ,100% Silicone, Size 20 | piece
| Catheter, Foley, 2 ways, Transparent ,100% Silicone, Size 22 | piece
| Catheter, Foley, 2 ways, Siliconized, Size 6 | Piece
| Catheter, Foley, 2 ways, Siliconized, Size 12 | Piece
| Catheter, Foley, 2 ways, Siliconized, Size 8 | Piece
| Catheter, Foley, 2 ways, Siliconized, Size 14 | Piece
| Catheter, Foley, 2 ways, Siliconized, Size 10 | Piece
| Catheter, Foley, 2 ways, Siliconized, Size 18 | Piece
| Catheter, Foley, 2 ways, Siliconized, Size 16 | Piece
| Catheter, Plain, Siliconized, Size 12 | Piece
| Catheter, Plain, Siliconized, Size 14 | Piece
| Catheter, Plain, Siliconized, Size 16 | Piece
| Catheter, Plain, Siliconized, Size 5 | Piece
| Catheter, Plain, Siliconized, Size 6 | Piece
| Catheter, Plain, Siliconized, Size 10 | Piece
| Catheter, Plain, Siliconized, Size 8 | Piece
| Catheter, Foley, 2 ways, Siliconized, Size 20 | Piece
| Catheter, Suction, PVC with fingertip control and X-ray opaque line, Size 10 | Piece
| Catheter, Suction, PVC with fingertip control and X-ray opaque line, Size 12 | Piece
| Catheter, Foley, 2 ways, Siliconized, Size 22 | Piece
| Catheter, Foley, 3 ways, Siliconized, Size 16 | Piece
| Catheter, Foley, 3 ways, Siliconized, Size 14 | Piece
| Catheter, Foley, 3 ways, Siliconized, Size 18 | Piece
| Catheter, Foley, 3 ways, Siliconized, Size 20 | Piece
| Catheter, Foley, 3 ways, Siliconized, Size 22 | Piece
| Catheter, Suction, PVC with fingertip control and X-ray opaque line, Size 8 | Piece
| Catheter, Suction, PVC with fingertip control and X-ray opaque line, Size 14 | Piece
| Catheter, Suction, PVC with fingertip control and X-ray opaque line, Size 16 | Piece
| Catheter, Suction, PVC with fingertip control and X-ray opaque line, Size 18 | Piece
Chest drainage tubes | Chest drainage tube, Size 18 | Piece
| Chest drainage tube, Size 18 | Piece
| Chest drainage tube, Size 16 | Piece
| Chest drainage tube, Size 20 | Piece
| Chest drainage tube, Size 22 | Piece
| Chest drainage tube, Size 24 | Piece
| Chest drainage tube, Size 26 | Piece
| Chest drainage tube, Size 28 | Piece
| Chest drainage bag with water seal and hanger 1000mL | Piece
| Chest drainage tube, Size 30 | Piece
| Chest drainage tube, Size 32 | Piece
| Chest drainage tube, Size 10 | Piece
| Chest drainage tube, Size 12 | Piece
| Chest drainage tube, Size 14 | Piece
Condom and Condom Catheters | Condom catheter with adhesive and adjustable strap, Male, External device, Size 29mm | piece
| Condom catheter with adhesive and adjustable strap, Male, External device, Size 32mm | Piece
| Condom catheter with adhesive and adjustable strap, Male, External device, Size 25mm | Piece
| Condom catheter with adhesive and adjustable strap, Male, External device, Size 40mm | Piece
| Condom catheter with adhesive and adjustable strap, Male, External device, Size 36mm | piece
| Condom, Male, Latex, Size 49mm | Pack of 144
Consumables | Micro-drip set with burrete with marking from 0-100mL: PVC drip chamber and tube, ABS spike, 15µm deep liquid filter, PP 0.5 µm, PE cap, air vent, roller and clamp, latex Y side 150cm, in PE blister | Piece
| Rectal Tube (Flatus), size 16 | Piece
| Rectal Tube (Flatus), size 14 | Piece
| Catheter, Foley 2 ways (Siliconized)- size 10 | Piece
| General (Heading Only) | Heading
| Catheter, suction (PVC), with X-Ray opaque line- size 16 | Piece
| Catheter, suction (PVC), with X-Ray opaque line- size 18 | Piece
| Catheter, suction (PVC), with X-Ray opaque line- size 14 | Piece
| Catheter, suction (PVC), with X-Ray opaque line - size 12 | Piece
| Catheter, Plain (Siliconized) - size 14 | Piece
| Catheter, Plain (Siliconized) - size 16 | Piece
| Catheter, Plain (Siliconized) - size 12 | Piece
| Catheter, Plain (Siliconized) - size 10 | Piece
| Catheter, Plain (Siliconized) - size 5 | Piece
| Catheter, Plain (Siliconized) - size 6 | Piece
| Disinfectant Hand rub.Ingredients: Chlorhexidine Gluconate soln( Equi. To 0.5% w/v Chlorhexidine Gluconate ),2- propanol Colour- Brilliant Blue | 500ml/bttle
| Colostomy Bag Closer Clip | set
| Colostomy bag (transparent) with WAFFER (Flange) tail closer (clip), perforated marking size of 25mm - 64mm | Set
| Condom catheter (male external device)- Medium | Piece
| Nasogastric tube (Siliconized) with funnel and luer connector with Radio-opaque line and tip,distal end coned without side opening at the tip, Length 52cm - size 4 FG | Piece
| High conductivity Gel for ECG 250mL | Bottle
| Glucostrips ( One glucometer for every 200 strips) | 50/Pkt
| Tongue depressor, Wooden, Disposable with paper cover | Piece
| Surgical mask, Type IIR, 3-4 ply with back-tie, 98% droplet filtration, Fluid resistant, Disposable | Piece
| Condom, Male, Latex, Standard 49mm | 144/Pkt
| Body bag, infection control, Adult: Made of linear enforced, U-shape zipper and 2 zipper pulls with tie ribs; Impermeable, linear reinforced LLDPE, LDPE, EVA, PEVA, (not PVC), minimum thickness 400 microns; Able to hold 100-125kgs; Should contain no chlorides; At least 6 handles to hand carry; Heat-sealed; Provide full containment of blood borne pathogens; Cracking point of 25 - 32 degrees below zero; White colour | piece
| Body bag, infection control, child: Made of linear enforced, U-shape zipper and 2 zipper pulls with tie ribs; Impermeable, linear reinforced LLDPE, LDPE, EVA, PEVA, (not PVC), minimum thickness 400 microns; Able to hold 100-125kgs; Should contain no chlorides; At least 6 handles to hand carry; Heat-sealed; Provide full containment of blood borne pathogens; Cracking point of 25 - 32 degrees below zero; White colour | piece
| Gluco strip compatible with Glucometer | 50strips/Packet
| Electrode pad, AED compatible with existing AED | Piece
| Rectal Tube (Flatus), size 22 | Piece
| Rectal Tube (Flatus), size 12 | Piece
| Catheter, suction (PVC), with X-Ray opaque line- size 10 | Piece
| Water based lubricant | 100g
| Mackintosh (waterproof), Rubber: 25m, width 90cm, double faced colour sheet, soft quality | Roll
| Urine drainage bag with tie for hanging, T-type; Bottom outlet and sampling port, 1000/2000mL | piece
| Cardiac electrode pad, Adhesive, Disposable: High chloride wet gel, can be defibrillated, Hypoallergenic and latex free | Piece
| Colostomy bag, Light weight, Flexible: One piece system, Pouch into one simple, easy to manage system; Perforated markings system from 25 - 64mm with tail closer | Set
| Spirit | Litre
| Tongue depressor, Wooden, Disposable with paper cover | Piece
| Face mask, Three ply with back-tie, Disposable | Piece
| Gel, High conductivity for ECG | 250mL
| Hydrogen peroxide 6% (20volume) plastic bottle (450ml) | Bottle
| Chlorine powder 500gm | Packet
| Cetrimide 15%+chlorhexidine 7.5% (500ml) | Bottle
| Povidone Iodine solution 5% w/v (500ml) | Bottle
| Gentain Violet Crystal 25g | gm
| Cardiac electrode pad, Adhesive, Disposable | Piece
| Glucostrips compatible with glucometer | 50/pkt
| Stop cock with 3 ways connector for IV drips | Piece
| Syringe with 18G Needle, Disposable, 10mL | Piece
| Pillow, Polyester fiber with Vinyl material outer cover, Washable,Size 24 x 16 inch, 1.5 kg | Piece
| Gloves, Sterile, Latex with plastic wrap, Size 6 | Pair
| Syringe, for insulin with Needle, Disposable, 40U | 100/Packet
| IV Cannula 2 ways, size 26 with injecting port without wings | Piece
| Catheter, Foley 3 ways (Siliconozed) - size 20 | Piece
| Gauze Than 36inchx20 yds | Piece
| Blood lancet | Piece
| Mackintosh, Rubber 25meter | Roll
| Microdrip set with burrete | Piece
| Stop cock with 3 ways connector for IV drips | Set
| Urine drainage bag with tie for hanging, T-type; Bottom outlet , 1000/2000mL | Set
| Catheter, Foley 3 ways (Siliconized) - size 22 | Piece
| Catheter, Foley 3 ways (Siliconized) - size 18 | Piece
| Catheter, Plain (Siliconized) - size 8 | Piece
| Catheter, suction (PVC), with X-Ray opaque line - size 8 | Piece
| Catheter, suction (PVC), with X-Ray opaque line - size 6 | Piece
| Catheter, Foley 2 ways (Siliconized) - size 6 | Piece
| Catheter, Foley 2 ways (Siliconized)- size 8 | Piece
| Catheter, Foley 2 ways (Siliconized) - size 12 | Piece
| Catheter, Foley 2 ways (Siliconized)- size 14 | Piece
| Catheter, Foley 2 ways (Siliconized) - size 18 | Piece
| Catheter, Foley 2 ways (Siliconized)- size 16 | Piece
| Condom catheter (male external device) - Large | Piece
| Chest drainage tube - size 10 | Piece
| Chest drainage bag water seal, 1000 ml | Piece
| Chest drainage tube - size 32 | Piece
| Chest drainage tube - size 30 | Piece
| Chest drainage tube - size 28 | Piece
| Chest drainage tube - size 26 | Piece
| Chest drainage tube - size 24 | Piece
| Chest drainage tube - size 22 | Piece
| Chest drainage tube - size 20 | Piece
| Chest drainage tube - size 18 | Piece
| Chest drainage tube - size 16 | Piece
| Chest drainage tube - size 14 | Piece
| Chest drainage tube - size 12 | Piece
| Disposable Sharp Container | Piece
| Disposable Face mask, three ply with back-tie | Piece
| AQUA Gel for USG, CTG, fetal Doppler | Piece
| Disposable Gloves non-sterile - small | Pair
| Disposable Gloves non-sterile - medium | Pair
| Disposable Gloves non-sterile - large | Pair
| ECG paper 50mmx20 metre for 6108T machine | Roll
| ECG Paper Schiler AT/AT-2/Plus | Pkt
| Gel, high conductivity for ECG | Piece
| Adhesive Cardiac Electrode pad (disposable) | Piece
| Disposable Wooden Tongue Depressor with paper cover | Piece
| Water based gel for USG, CTG, foetal doppler 250mL | Bottle
| Colostomy bag, Transparent with flange tail closer (clip), perforated marking size of 25-64mm | Set
| Catheter, Foley 2 ways (Siliconized) - size 22 | Piece
| Catheter, Foley 2 ways (Siliconized)- size 20 | Piece
| Catheter, Foley 3 ways (Siliconized) - size 16 | Piece
| Condom catheter (male external device) - Small | Piece
| Catheter, Foley 3 ways (siliconized) - size 14 | Piece
| Gloves sterile, latex with plastic wrap - size 6.5 | Pair
| Gloves sterile, latex with plastic wrap - size 7 | Pair
| Gloves sterile, latex with plastic wrap - size 7.5 | Pair
| Gloves sterile, latex with plastic wrap - size 8 | Pair
| IV infusion dripSet, Specification: 3mm non-toxic PVC tubing with big PVC moulded chamber with 15mm spike cover filter with airvent spike | Piece
| Stop Cock, 3 ways connector for IV drips | Piece
| IV Cannula 2 ways, size 14 with injecting port | Piece
| IV Cannula 2 ways, size 16 with injecting port | Piece
| IV Cannula 2 ways, size 18 with injecting port | Piece
| IV Cannula 2 ways, size 20 with injecting port | Piece
| IV Cannula 2 ways, size 22 with injecting port | Piece
| IV Cannula 2 ways, size 24 with injecting port | Piece
| Nasogastric tube (Siliconized) with funnel and luer connector with Radio-opaque line and tip, distal end coned without side opening at the tip, Length 52cm - size FG 5 | Piece
| Nasogastric tube (Siliconized) with funnel and luer connector with Radio-opaque line and tip,distal end coned without side opening at the tip, Length 52cm - size FG 6 | Piece
| Nasogastric tube (Siliconized) with funnel and luer connector with Radio-opaque line and tip,distal end coned with two lateral eyes, Length 52cm - size FG 8 | Piece
| Nasogastric tube (Siliconized) with funnel and luer connector with Radio-opaque line and tip,distal end coned with two lateral eyes, Length 52cm - size FG 10 | Piece
| Nasogastric tube (Siliconized) with funnel and luer connector with Radio-opaque line and tip,distal end coned with two lateral eyes - size FG 12 | Piece
| Nasogastric tube (Siliconized) with funnel and luer connector with Radio-opaque line and tip,distal end coned with two lateral eyes- size FG 14 | Piece
| Nasogastric tube (Siliconized) with funnel and luer connector with Radio-opaque line and tip,distal end coned with two lateral eyes - size 16 | Piece
| Nasogastric tube (Siliconized) with funnel and luer connector with Radio-opaque line and tip,distal end coned with two lateral eyes- size FG 18 | Piece
| Rectal Tube (Flatus), size 6 | Piece
| Rectal Tube (Flatus), size 8 | Piece
| Rectal Tube (Flatus), size 10 | Piece
| Rubber (Mackintosh) roll of 25 meter | Roll
| IV Cannula 2 ways, size 26 with injecting port | Piece
| Gloves sterile, latex, elbow-length, size: 7.5 | Pair
| Gloves sterile, latex, elbow-length, size: 6.5 | Pair
| Gloves sterile, latex, elbow-length, size: 8 | Pair
| IV Cannula 2 ways, size 24 with injecting port without wings | Piece
| Gloves sterile, latex, elbow-length, size: 7 | Pair
| Urine Drainage Bag with T-type, bottom outlet and sampling port, capacity:1000/2000ml | Piece
Dressing materials | Transparent dressing (Tegaderm) :15 cm x 20 cm/6 inch x 8 inch | Roll
| Adhesive surgical tape (paper) 75mm x 9.1 mts | Roll
| Adhesive surgical tape (paper) 50mm x 9.1 mts | Roll
| Transparent dressing (Tegaderm) :6 cm x 7cm/ 2 3/8inch x 2 3/4inch. | Roll
| Adhesive surgical tape (paper) 25mm x 9.1 mts | Roll
| Cotton (zig-zag) 400g | Packet
| Swab gauze, Non-sterile, Highly absorbent and breathable, 100 % Cotton 7 x 7inch | 100/pkt
| Swab gauze, Non-sterile, Highly absorbent and breathable, 100 % Cotton 6.5 x 6.5inch | 100/pkt
| Elastic Adhesive Bandage 10cm x 6mts (stretch length), flesh colour with fast edges | Dozens
| Gauze Than 36 inches x 20 yards: 100% cotton; Bleached, purified textile, plain weave; Firm edge, no loose threads; Lint free; Type of gauze: 17 threads/cm2; Thread count: warp: 95 to 105 threads/dm; Weft: 66 to 74 threads/dm | Packet
| Bandage, Rolled, 15cm x 3m: Thread count: Warp: 12 threads/cm; Weft: 8 threads/cm; Material: Absorbent gauze, 100% cotton | 12/pkt
| Cotton, Zig-zag, Medical soft, 400g | Packet
| Bandage, Rolled, 10cm x 3m: Thread count: Warp: 12 threads/cm; Weft: 8 threads/cm; Material: Absorbent gauze, 100% cotton | 12/pkt
| Bandage, Rolled, 5cm x 3m: Thread count: Warp: 12 threads/cm; Weft: 8 threads/cm; Material: Absorbent gauze, 100% cotton | 12/pkt
| Wound dressing with absorbent pad, Hydrocolloid 18 x 12cm | 10/Pkt
| Surgical tape, Adhesive, Plastic, Transparent, Hypoallergenic 1.25cm | Piece
| Surgical tape, Adhesive, Plastic, Transparent, Hypoallergenic 2.5cm | Piece
| Wound dressing with absorbent pad, Hydrocolloid 5 x 5cm | 10/Pkt
| Wound dressing with absorbent pad, Hydrocolloid 7.5 x 7.5cm | 10/Pkt
| Wound dressing with absorbent pad, Hydrocolloid 10 x 10cm | 10/Pkt
| Wound dressing with absorbent pad, Hydrocolloid 20 x 20cm | 10/Pkt
| Wound dressing with absorbent pad, Hydrocolloid 10 x 12cm | 10/Pkt
| Surgical tape, Adhesive, Paper, Hypoallergenic 75mm x 9.1m | Roll
| Surgical tape, Adhesive, Paper, Hypoallergenic 50mm x 9.1m | Roll
| Dressing film, Transparent 15 x 20cm(Tegaderm) | Piece
| Dressing film, Transparent 6 x 7cm(Tegaderm) | Piece
| Bandage, Adhesive (Elastic), Flesh colour with fast edges 10cm x 6m (stretch length) | Piece
| Plaster, Adhesive 7.5cm x 5mts | Piece
| Dressing film, Transparent 4.3 x 4.3cm(Tegaderm) | Piece
| Swab gauze, Non-sterile, Highly absorbent and breathable, 100 % Cotton 10 x 10inch | 100/Pkt
| Bandage rolled 10cm x 3mtr Length | Dozens
| Surgical tape, Adhesive, Paper, Hypoallergenic 25mm x 9.1m | Roll
| Adhesive plaster 7.5cm x 5mts | Roll
| Bandage rolled 5cm x 3mtr Length | Dozens
| Bandage rolled 15cm x 3mtr Length | Dozens
| Transparent dressing (Tegaderm) :4.3 cm x 4.3cm/ 2 3/8inch x 2 3/4inch. | Piece
ECG papers | ECG paper for Beneheart R12 machine (Size 210mm x 295mm) | 100/Pkt
| ECG paper, Schiler AT/AT-2/Plus | Packet
| ECG paper, 50mm x 20m for 6108T machine | Roll
Gloves | Gloves, Sterile, Latex with plastic wrap, Size 6 | Pair
| Gloves, Surgical, Sterile, Latex : Size 6 | Pair
| Gloves, Elbow length, Sterile, Latex, Size 6.5 | Pair
| Gloves, Elbow length, Sterile, Latex, Size 7 | Pair
| Gloves, Non-sterile, Disposable, Large | Pair
| Gloves, Non-sterile, Disposable, Medium | Pair
| Gloves, Non-sterile, Disposable, Small | Pair
| Gloves, Elbow length, Sterile, Latex, Size 7.5 | Pair
| Gloves, Elbow length, Sterile, Latex, Size 8 | Pair
| Gloves, Surgical, Sterile, Latex: Size 6.5 | Pair
| Gloves, Surgical, Sterile, Latex :Size 7 | Pair
| Gloves, Surgical, Sterile, Latex : Size 7.5 | Pair
| Gloves, Surgical, Sterile, Latex: Size 8 | Pair
IV sets | IV infusion drip set, Tube dia. 3-4mm, Non-toxic PVC tubing with big PVC moulded chamber with 15mm spike cover filter with airvent spike | Piece
| IV Cannula, 2 ways with injecting port Size 14 | Piece
| IV Cannula, 2 ways with injecting port Size 16 | Piece
| IV Cannula, 2 ways with injecting port Size 18 | Piece
| IV Cannula, 2 ways with injecting port Size 20 | Piece
| IV Cannula, 2 ways with injecting port Size 22 | Piece
| IV Extension line, I.D 1mm, Length 50cm | Piece
| IV Cannula, 2 ways with injecting port Size 24 | Piece
| IV Extension line, I.D 1mm, Length 11cm | Piece
| IV Extension line, I.D 1mm, Length 100cm | Piece
| IV Extension line, I.D 1mm, Length 30cm | Piece
| Lock cap for cannula, IV Sterile | Piece
| IV set, 60 drops per mL (Micro-drip set) | Piece
| IV Cannula, 2 ways with injecting port Size 26 | Piece
Linens | Draw sheet: size 72 inch x 36 inch - Green Colour | Piece
| Piles binding rubber bands | Piece
| Reusable Tourniquet, Can be removed, tightened or loosened with one hand,Adjustable to fit a variety of sizes, Slide control buckle permits one-hand variation of tension in either direction, Lock control buckle provides quick application or release without need to slide tourniquet off limb | Piece
| Bed sheet, Polyster 45% and Cotton 55% blend, Durable, Breathable, Soft and frequent washable with elastic band at four corners, Size 92 x 54inch | piece
| Trolley, Patient with matttress, foam with water proof synthetic cover 72 inch x 21 inch x 2 inch with strips at both ends | Piece
| Bed sheet with elastic band at four corners Size: length 78 inch x Width 37 inch x Breadth/thickness 4 inch | Piece
| Mattress cover, Water proof, Size 79 x 39 x 4 | Piece
| Mattress, Foam with water proof synthetic cover, Size 78 x 37 x 4 | Piece
| Hand towel, White 12inch x 12inch | Piece
| Pillow cover, Cotton, Sky blue, Size 25 x 17 | Piece
| Pillow, Polyester fiber with vinyl material outer cover, Washable, Size 24 x 16, Weight approx. 1.5 kg | Piece
| Draw sheet, Green colour, Size 72 x 36 | Piece
| Bed sheet, Polyster 45% and Cotton 55% blend (hybrid fabric that is tough , durable, breathable, soft and frequent washable ) with elastic band at four corners, Size 82 x 40 inches, | Piece
| Blanket, 100% Polyester Mink, Size 60 × 9inch, Blue colour, Washable; Weight 1-1.5kg | Piece
| Hand towel 12 inch x 12 inch - white | Piece
| Pillow cover (cotton): size 25 inch x 17 inch - Sky Blue | Piece
| Synthetic foam pillow, washable: size 24 inch x 16 inch, 1.5 kg | Piece
| Wollen Blanket: Green colour. Weight-2kg Size: 60 inches × 90 inches.composition 80% wool and 20% other fibre | Piece
| Mattress, coir with water proof synthetic cover : size length 78 inch x Width 37 inch x Breadth/thickness 4 inch | Piece
| Water proof synthetic mattress cover : size length 78 inch x Width 37 inch x Breadth/thickness 4 inch | Piece
Nasogastric tubes | Nasogastric tube, Siliconized, Length 52cm with funnel and luer connector with radio-opaque line and tip and marking, Distal end coned with two lateral eyes, Size 8FG | Piece
| Nasogastric tube, Siliconized, Length 52cm with funnel and luer connector with radio-opaque line and tip and marking, Distal end coned with two lateral eyes, Size 10FG | Piece
| Nasogastric tube, Siliconized with funnel and luer connector with radio-opaque line and tip and markig, Distal end coned with two lateral eyes, Size 18FG | Piece
| Enteral feeding bag, Adult, 1200mL: Gravity and pump type, Disposable, Non-toxic | Piece
| Nasogastric tube, Siliconized, Length 52cm with funnel and luer connector with radio-opaque line and tip, Distal end coned without side opening at the tip and marking, Size 5FG | Piece
| Nasogastric tube, Siliconized, Length 52cm with funnel and luer connector with radio-opaque line and tip, Distal end coned without side opening at the tip and marking, Size 6FG | Piece
| Nasogastric tube, Siliconized, Length 52cm with funnel and luer connector with radio-opaque line and tip, Distal end coned without side opening at the tip and marking, Size 4FG | Piece
| Nasogastric tube, Siliconized with funnel and luer connector with radio-opaque line and tip and marking, Distal end coned with two lateral eyes, Size 14FG | Piece
| Nasogastric tube, Siliconized with funnel and luer connector with radio-opaque line and tip and marking,distal end coned with two lateral eyes, Size 16FG | Piece
| Nasogastric tube, Siliconized with funnel and luer connector with radio-opaque line and tip nd marking, Distal end coned with two lateral eyes, Size 12FG | Piece
Rectal tubes | Rectal tube, Flatus, Size 16 | Piece
| Rectal tube, Flatus, Size 22 | Piece
| Rectal tube, Flatus, Size 8 | Piece
| Rectal tube, Flatus, Size 10 | Piece
| Rectal tube, Flatus, Size 12 | Piece
| Rectal tube, Flatus, Size 14 | Piece
| Rectal tube, Flatus, Size 6 | Piece
Utilities | Apron, Plastic with cloth piping, Back and neck tie, Standard size | Piece
| Paraffin gauze dressing, 30 x 30 cm, sterile | Pkt
| Polypropylene Bio-hazard bag, Autoclavable and Bio-degradable with biohazard symbol, size: Length 87cm x Breadth 75cmltr (Red colour). Thickness not less than 9micron. | Piece
| Polypropylene, Bio-degradable: size Length 87cm x breadth 75cm (Green colour). Thickness not less than 9micron. | Piece
| Apron, Plastic with cloth piping, Back and neck tie, Standard size | Piece
| Digital forehead (Sensor) medical thermometer: Forehead Thermometer with sensor; High accuracy; 6-8 seconds Measurement; Memory function; LCD Display; Fever alarm; Batteries included | Piece
| Digital Thermometer with battery | Piece
| Syringe with needle size 20G, 5ml (Disposable) | Piece
| Needle 16G (Disposable) | Piece
| Syringe with needle, Disposable 5mL | Piece
| Needle 18G (Disposable) | Piece
| Syringe with needle, Disposable 2mL | Piece
| Needle 20G (Disposable) | Piece
| Syringe with needle size 20G, 5ml (Disposable) | Piece
| Needle 22G (Disposable) | Piece
| Needle 24G (Disposable) | Piece
| Syringe with needle 1ml (Disposable) | Piece
| Syringe 10ml with 21G needle (Disposable) | Piece
| Syringe without needle 20ml (Disposable) | Piece
| Syringe without needle 50ml (Disposable) | Piece
| Apron plastic with cloth piping with back and neck tie. Full sleeves with elastic band at the wrist. Size Medium | Piece
| Apron plastic with cloth piping with back and neck tie. Full sleeves with elastic band at wrist. Size Large | Piece
| Bone marrow aspiration Needle, sterile - size 20 G | Set
| Bone marrow aspiration Needle, sterile - size 18G | Set
| Wrist band for patient- Paediatric and neonate: Precision ID Bracelets, Insert Style. | Piece
| Wrist band for patient- Adult: Precision ID Bracelets, Insert Style. | Piece
| Cover all: Large | Piece
| Face shield | Piece
| Cover all: Small | Pkt
| Cover all: Medium | Pkt
| Baby liquid medicine dispencer. Maximum capacity 1 tsp/1ml. Simple | Piece
| Face mask N95: Comfortable, Lightweight. Particulate respirator with 95% filtration efficiency. Contoured, aluminium nose Piece with foam | Piece
| Paraffin gauze dressing, 10 x 10 cm, sterile | Pkt
| Paraffin gauze dressing, 15 x 15 cm, sterile | Pkt
| Paraffin gauze dressing, 20 x 20 cm, sterile | Pkt
| Syringe, Insulin 40IU/mL with needle 29G | Piece
| Surgical N95 respirator, Approved by NIOSH as an N95 respirator and also cleared by the FDA as a surgical mask; Behind the head elastic | Piece
| Bio-hazard bag, Polypropylene, Autoclavable and bio-degradable with biohazard symbol, Red colour; Thickness > 9micron, Leak proof bottom seal; Size 30L | Piece
| Plastic bag: Polypropylene, Plain, Green colour; Thickness > 9micron, Leak proof bottom seal; Size: 30L | Piece
| Biopsy needle, Bone marrow, Size 15G | set
| Syringe with needle size 24G (Disposable) 2mL | Piece
| Apron plastic with cloth piping with back and neck tie. Full sleeves with elastic band at wrist. Size small | Piece
| Aspiration needle, Bone marrow, Sterile, Size 14GLeur lock connector on the handle; Adjustable and removable needle stop safety; Control the depth penetration with centimeter marking | Set
| Biopsy needle, Bone marrow, Size 11G X 152mm, Light weight handle with built in comfort knob, Tapered distal tip, Single use design, Razor-sharp bevel tip, Sharp lancet point, Adjustable depth guard, Twist-off cap, Compatible with luer slip and luer locksyringe for a secure fit and ease in aspiration. | Set
| Biopsy needle, Bone marrow, Size 13G X 89mm, Light weight handle with built in comfort knob, Tapered distal tip, Single use design, Razor-sharp bevel tip, Sharp lancet point, Adjustable depth guard, Twist-off cap, Compatible with luer slip and luer locksyringe for a secure fit and ease in aspiration. | Set
| Syringe with needle size 22G, 2ml (Disposable) | Piece
| Syringe with 18G needle, Disposable 10mL | Piece
| Syringe with needle size 21G (Disposable) 10mL | Piece
| Aspiration needle, Bone marrow, Sterile, Size 10G, Leur lock connector on the handle; Adjustable and removable needle stop safety; Control the depth penetration with centimeter marking | Piece
| Aspiration needle, Bone marrow, Sterile, Size 12G Leur lock connector on the handle; Adjustable and removable needle stop safety; Control the depth penetration with centimeter marking | Set
| Needle, Lumbar puncture 20G | Piece
| Needle, Lumbar puncture 24G | Piece
| Sharp container, Disposable made of rigid board materials (cardboard) Size 5L (puncture resistant) | Piece
| Needle, Lumbar puncture 22G | Piece
| Syringe with needle size 23G (Disposable) 5mL | Piece
| Gown with cloth piping, Back and neck tie, Full sleeves with elastic band at wrist, Non-sterile, Disposable, Large | Piece
| Gown with cloth piping, Back and neck tie, Full sleeves with elastic band at wrist, Non-sterile, Disposable, Medium | Piece
| Gown with cloth piping, Back and neck tie, Full sleeves with elastic band at wrist, Non-sterile, Disposable, Small | Piece
| Thermometer, Infrared, Clinical, Non-contact: Factory calibrated and pre-set; Handheld design with ergonomic pistol grip type; Display located at the user side, infrared sensor located at the patient side; Backlight LCD display; Switches off when not in use; AAA batteries included; Fever alert with configurable threshold; Both a mute and unmute function; Display turns red when measured temperature is passed | Piece
| Clinical thermometer, Electronic and digital: Celsius temperature scale; Glass and mercury free; Temperature measurement range: 34 - 42 °C (minimum guaranteed); Accuracy ± 0.1°C in the range 35 - 41°C; Liquid crystal display; Beep audio alert; Automatic switch-off; Low battery indicator; Water proof, suitable for cleaning and disinfection; Battery powered, batteries included in the supply; Compliant to EN 12470-3 | Piece
| Medicine dispenser, Liquid for babies, Capacity 1tsp/1mL | Piece
| Gauze, Paraffin for dressing, Sterile, In autoclavable container, 10 x 10cm | 10/Pkt
| Gauze, Paraffin for dressing, Sterile, In autoclavable container, 15 x 15cm | 10/Pkt
| Gauze, Paraffin for dressing, Sterile, In autoclavable container, 30 x 30cm | 10/Pkt
| Gauze, Paraffin for dressing, Sterile, In autoclavable container, 20 x 20cm | 10/Pkt
| Needle, Disposable 24G | Piece
| Needle, Disposable 16G | Piece
| Needle, Disposable 18G | Piece
| Needle, Disposable 20G | Piece
| Syringe without needle, Disposable 20mL | Piece
| Syringe without needle, Disposable 50mL | Piece
| Rubber band ligation for haemorrhoid | 100/Pkt
| Needle, Disposable 22G | Piece
| Cover all, Cat III, Type 6b, Disposal with zipper front and elastic wrist with shoes, Large | Packet
| Cover all, Cat III, Type 6b, Disposal with zipper front and elastic wrist with shoes, Medium | Packet
| Face shield, Disposable: Clear plastic and good visibility; Adjustable band to attach firmly around the head and fit snuggly against the forehead, Fog resistant | Piece
| Cover all, Cat III, Type 6b, Disposal with zipper front and elastic wrist with shoes, Small | Packet
| Tourniquet, Fine finish, Tear resistance strap stretchable, Buckle type, Clip type closer | Piece
| Wrist band for patient, Precision ID bracelets, Insert style, Adult | Piece
| Wrist band for patient, Precision ID bracelets, Insert style, Paediatric and Neonate | Piece
| Biopsy needle, Bone marrow, Size 14 G X 50mm, Light weight handle with built in comfort knob, Tapered distal tip, Single use design, Razor-sharp bevel tip, Sharp lancet point, Adjustable depth guard, Twist-off cap, Compatible with luer slip and luer locksyringe for a secure fit and ease in aspiration. | Set
| Feeding bag, Enteral/nasogastric, 500mL with tubing | Piece
| Safety goggles with high impact resistance, panoramic, crystal clear view, glare reducer and anti-scratch properties | Piece
| Bone marrow aspiration needle, Reusable 16G | Set
| Bone marrow aspiration needle, Reusable 18G | Set
| Bone marrow aspiration needle, Reusable 20 G | Set
| Syringe with 24G needle (Detachable), Disposable 1mL | Piece
| Bone marrow aspiration Needle, sterile - size 16G | Set
| Apron: plastic with cloth piping, back and neck tie, standard size | Piece

## GE
Category | Item Name | Pack Size
Accessories | Amopule opener, Snapit, Multiuse | Piece
| Air mattress, Electric with compressor pump; Flame retardant ABS case; Mattress: 4inch overlay; Alternating 1 in 2; Cell height 18 x 4inch cells; Cover material: Nylon/PU; Cell fabric: Nylon/PVC; Maximum capacity: 200kg; Digital panel setting with weight guidance, Adjustable cycle time; Power Supply : 230V ± 6% , 50 Hz ± 1 %; Power cord length 3 meter with 3 round pin top | Set
| Lite Amopule opener, SnapIT:Compatible with ampoule sizes 1-15ml Regular Size) ,Reusable and washable | Piece
Equipment | Weighing scale, Paediatirc, Electronic; With automatic calibration; DLM digital length measuring rod, TARE facility with zero setting; light weight and robust. removable baby tray. Capacity 20 - 25 kg; Rechargeable battery with power adaptor. Power Supply : 230V ± 6% , 50 Hz ± 1 %; Power cord with 3 round pin top. ( Standardized Brand: BD-585 or higher paediatric scale (Tanita); M-400 or higher portable baby scale (Marsden) | Set
| Suction unit, Portable (SS) :With wheels; High pressure tubes; Vacuum controllable Knob, Noise level < 65db, Motor capacity : 0.5 HP ,Two graduated plastic canisters of 2-3L capacity and suction bags (Disposable); vacuum range from 100-700mmHg; Power Supply : 230V ± 6% , 50 Hz ± 1 %; Power cord with 3 round pin top.(Standard Brands: Kay & Co, Anand Medical, K-insta, K-Plus, Vacuson or equivalent or higher) | Piece
| Weighing scale, Waste: With automatic calibration; Low profile floor standing scale; Capacity: 50kg; Interval: 50g; SS platform with corrosion resistant frame and washable non-skid rubber mat; SS pole and load sensors; Digital display: splash-proof LED/LCD with display of 5 digits; Alarm and mechanical stops, in the event of overloading; Unit of display in kilograms/grams; Push button for automatic tare and unit conversion; Accuracy: 0.1% of full scale; TARE facility with zero setting; HOLD function to lock the weight; With inbuilt rechargeable battery backup for a minimum of 2Hrs; Power Supply : 230V ± 6% , 50 Hz ± 1 %; Power cord with 3 round pin top. | set
| Air mattress: Electric, 220V, 50Hz with pump, PVC 3ply, thickness 0.3-0.4mm. | Set
| Trolley, Dirty Linen: Box type; with push handle at one end; mounted on castors with wheels; Body: Size: 1080x770x800mm, Superior quality plastic (ABS material) | Piece
| Safety goggles: With high impact resistance, panoramic and crystal clear view. Glare reducer. Anti scratch properties. | Piece
| Trolley, Linen: Box type; Frame work (SS) with push handle at one end; mounted on castors with wheels; Body: Superior quality plastic (ABS material) | Piece
| Sterilizer, Bench top: With microprocessor digital control and temperature display; Overheat shutoff and overpressure safety valve; Pressure lock; Vaccum removal on completion of cycle; programable temperature control; Capacity: 20-30L; Operating temperature range: 100-132°C; Min. and max. water level to be indicated; External surfaces to remain at safe temperatures even when in use; Vacuum pump and vacuum sustainability diagnostic system; Safety systems for over pressure and heating; Filters for air intake and exhaust system; Alarms for power failure; Low water; door not closed; Pressure and/or Temperature out-limits; Sterilization cycle failure; End of sterilizati on cycle; SS trays; Certifications: CE, FDA, ISO, IEC or equivalent standards; Operational environmental conditions: Temperature 5-40oC; Relative humidity: 4 to <90%; Altitude 200-3000m; Atmospheric pressure 500-800mmHg; Power supply: AC 220V- 240V, 50Hz; Power cord with round 3 pin top (Standardised Brands: Gnatus, Mocom and Reverberi) | Set
| Automatic external defibrillator (AED), Automatic: With display screen; Electrodes pads for adult and paediatric; Rechargeable battery with power adapter or with charging dock, Compact unit, Voice prompt (English) instruction: apply pad, analysis of rhythm and shock advise or shock not required and continue CPR;Power Supply : 230V ± 6% , 50 Hz ± 1 % ; Power cord with 3 round pin top ; Accessories: 10 nos. of pads with each unit. (Standard Brands: Philips and Shenzhen Mindray ) | Set
| Kick bucket: Foot step with wheel, Stainless Steel | Piece
| Weighing scale, Paediatirc, Electronic; With automatic calibration; DLM digital length measuring rod, TARE facility with zero setting; light weight and robust. removable baby tray. Capacity 25 kg; Rechargeable battery with power adaptor. Power Supply : 230V ± 6% , 50 Hz ± 1 %; Power cord with 3 round pin top. ( Standardized Brand: BD-585 or higher paediatric scale (Tanita) ); M-400 or higher portable baby scale (Marsden) ) | Set
| Suction unit, Portable (SS): With wheels; High pressure tubes; Pressure regulating switch; Two graduated plastic canisters of 2-3L capacity and suction bags (Disposable); Display of vacuum from 100-700mmHg; Power Supply : 230V ± 6% , 50 Hz ± 1 %; Power cord with 3 round pin top.(Standard Brands: Kay & Co, Anand Medical, K-insta, K-Plus, Vacuson or equivalent or higher) | Piece
| Electrocardiograph, Multichannel Benchtop: Leads: Standard/Cabrera with snap button type chest leads and 4 limb electrodes; Paper speed: 5/10/25/50mm/s (Direct); Sensitivity: 5/10/20mm/mV; Either automatically adjusted or manually selected; Chart paper: Thermo-reactive Z-folded, 210mm wide, perforation 280mm; Printing process: High-resolution thermal print head, 8dots/mm or 200dots/inch (amplitude axis), 40dots/mm or 1000dots/inch (time axis 25mm/s); Recording tracks: 6 channels, positioned at optimal width on 200mm, Automatic baseline adjustment; Automatic lead programs; Data record: printout of all 12 leads, Listing of ECG recording data; Version C: ECG measurement results (intervals, amplitudes, electrical axis), average complexes with optional measurement reference markings, and interpretation; Built-in 12V lead-acid battery (rechargeable); Battery capacity: 4 hours normal use- 300 printouts; Power Supply : 230V ± 6 % , 50 Hz ± 1 %; Power cord with 3 round pin top; Accessories: 100 pieces of cardiac electrode pads (Standard Brands: Schiller Healthcare and Philips or equivalent or higher) | Set
| General Equipment | No.
| Examination light LED light : flexible neck and can be adjusted into any direction required, double swivel casters, Power Supply : 230V ± 6% , 50 Hz ± 1 %; Power cord with 3 round pin top. (Standard Brands: Welch Allyn, Hospilite, Nanchang Micare, Phillips or equivalent or higher) | Piece
| Sphygmomanometer : Dial type Single-hand operation Non-stop pin reliable manometer. Big dial face 65mm & easy to read, Latex free cuff | Piece
| Trolley for clean linen: Polymer design, Dimension 724mmDx219mmLx1736mmH, Capacity of 1.36 cubic metres | Piece
| Trolley, Dressing (SS): Body frame: SS; Tubular pipe framework mounted on castor wheels and two with brakes; Two SS shelves with railings; Fitted with SS basin and pail | Set
| Examination table SS with Head flap adjustable on ratchet, non-detachable synthetic mattress, SS double footstep | Set
| Commode/Shower Chair: Rolls over standard/elongated toilets; Corrosion and mold resistant frames; Padded and removable/foldaway armrests; Sturdy castors with total-lock brakes; Swing away foot rests; Dual push handle back; Commode opening on the seat; Water resistant and washable padded seat; Provision to hold the toilet pan under the seat/commode; Tilt function for safety; Size (seat width): 18-20inch; Any necessary tools for assembly and user maintenance manual with each unit | Set
| Trolley, dead body transportation: With removable stretcher; Castro wheels, stainless steel, resistance to corresion, Load capacity: 150 - 200kg | Set
| Sphygmomanometer (Aneriod ): Measurement range 300mmHg, non stop pin manometer, Accessories: Latex free cuffs with air relief valve for Adult, Paediatric and Neonate. Accessories: Latex free cuffs for Adult, Paediatric and Neonate. ( Standarization Brand:GB series 101 and higher (Rossmax); Accusure; Maxi Stabil 3 and higher (Welch Allyn); Greenlight 300 and higher (Accoson) | Set
| Sphygmomanometer (digital ): Automatic, with screen display, measuring range 0-300mmHg, accuracy: 0.01-0.03 pressure, rechargeable battery, AC power adaptor, Accessories: cuffs (nylon material) for Adult, Paediatric and Neonate. ( Standarization Brand: Mandeus II GA series 102 and higher (Rossmax), UM 101A and higher (A&D) | Set
| Stretcher, Hand carrying with aluminium pole and strips at both ends, weight capacity :200 Kg, PVC coated and polyester is antibacterial, stain, chemical and crack resistance, can be foldable, non slip handles and has stir up feet. | Piece
| Traction bed, Orthopedic with cranks operated ; Height adjustment, high quality ABS plastic head & foot panel; Load bearing 240Kg, collapsed type SS steel 6 stuff railings, bedside railings, Provisions for IV (SS) rod with locations, perforated power coated steel bed platform, heavy duty double swivel castors wheel diameter 125 mm with brakes, detachable pulley holder. | Set
| Trolley, Patient transportation (SS): Load capacity 200kgs; Safety side railings, With adjustable IV rod and provision for IV rod holder at 4 sides. Available bumper at 4 sides, Cylinder cage located at bottom; Adjustable height by hydraulic foot operated pump along with manual Backrest adjustable with detachable synthetic mattress; Castors: Metal (SS), wheel with grip/ brake system | Set
| Nebuliser chamber with tubings and mask, Paediatric | Set
| Gauze cutting machine: Portable: Noiseless, high speed, heavy duty motor; Stainless Steel cutting knife fitted with machine; Vibration-free operation; With automatic knife sharpening feature; Blade in the protective enclosure to avoid possible accidents; Necessary spares to be provided | set
| Dressing Forceps, Straight without clamp, Size 8 inch | Piece
| Pulse oximeter, Fingertip: SpO2 and pulse rate monitor for adults and children, for all skin pigmentations; Suitable for spot checking; SpO2 detection range to include: 70–99%; SpO2 resolution: 1% or less; SpO2 accuracy (in the range at least 70–99%): within ± 3%; Pulse rate detection range to include: 30–240 beats per minute (bpm); Pulse rate resolution: 1 bpm or less; Pulse rate accuracy: within ± 3 bpm; Display shows SpO2, pulse rate, signal quality, sensor error or disconnect and low battery status; Operated by internal battery; Batteries rechargeable by external alternating current (AC) battery charger or by USB connection. | Piece
| Weighing scale stand model: With automatic calibration; TARE facility with zero setting; For weight & height, 120 kg (Sliding Lever mechanism) | Piece
| Orthopedic Traction Bed: With cranks operated back rest tilting 0 - 70o; Knee rest tilting 0 - 40o, Height adjustment: 730 - 530mm; Left and right leg part should be raised up separately; Size: L 2235 × W 960mm × H 530-730mm (adjustable height); Epoxy coated mild steel frame work and 4 section perforated top; Removable high quality ABS engineering plastic head & foot panel, Size: 1910 x 830mm; Collapsible aluminum side rails and SS frame with pulley; 125mm dia. noiseless castors, 2 with brakes. | Set
| Commode/Shower Chair: Rolls over standard/elogateded toilets; Corrosiol and mold resistant frames; Paded and removable/fold away arm rest; sturdy 5'' casters water resistant & washable padded sit; Provision to hold the toilet pan under the sit/commode; Tilt function for safety; Size (sit width); 18'' -20'' | Set
| Trolley, dressing: Whole Body Stainless Steel: tubular pipe framework. Mounted on 100mm diameter castor wheels, two with brakes. Two SS shelves with railings. Fitted with SS basin and pail. Dimensions (LXWXH): 910X460X800mm | Piece
| Drum, Sterilizing, Autoclavable: 12 x 10inch height; Domed top and bottom with sliding removable band and drop down-hasps; With effective closing lid with a clip lock, a carrying handle, air vents system to allow steam to circulate freely during the sterilisation cycle; Vents to be manually closed after sterilisation; Material: Austenitic stainless steel (approximately 8 to 10% nickel,18 to 20% chromium) smooth surface; Thickness: approximately 0.6 to 0.7mm | Piece
| Biomedical waste shredder: Minimum capacity 25kg/Hr; Capable of shredding biomedical plastic waste such as syringes, I.V. sets, medicine bottles, etc.; Housing: Strong, sturdy and corrosion resistant; Blades: High-strength, wear resistant cutting made up of alloy/SS/hardened steel; Low noise; Provision for removal of stuck materials; Gravity-feed input chute/slope/conveyor/hopper for feeding in the waste with proper design and cover to avoid spillage; Safety switch to control feeding chute/slope/conveyor/hopper, in case the opens the lid during operation; Mechanism to automatically stop the shredder; Cabinet design mounted on heavy duty castors accommodating containers; Mechanism for easy maneuvering the containers for collecting the shredded material; Power Supply : 230V ± 6 % , 50 Hz ± 1%; Power cord with 3 round pin top. | set
| Tray with cover: Size, 9 x 5, Stainless Steel | Piece
| Vial Opener: Stainless Steel | Piece
| Bed pan plastic: Type plastic be perfection with lid. Length 35.0cm, width 28.5cm, front height 6.0cm, rear height 8.5cm | Piece
| Cheatle forcep stand: Stainless steel | Piece
| Urinal, Plastic, Male and Female with spill proof screw cap lid (non-detachable) and funnel; easy to read graduation from 50-1000mL | Piece
| Ampoule cutter: Anodised Aluminum.Silicone (O-ring). Stainless steel spring, Compatible ampoule sizes* 1-15ml . Slim light weight design, pocket size | Piece
| Cheatle forceps : Size, 10 inch, Stainless Steel | Piece
| Oxygen trolley: B-type | Piece
| Oxygen trolley: D-type | Piece
| Dressing Drum: Size, 15 inch, Stainless Steel:Domed top and bottom with sliding removable band and drop down-hasps (stainless steel). Made of stainless steel grade 316, thickness 0.5mm. | Piece
| Dressing Drum: Size, 9 inch, Stainless Steel: Domed top and bottom with sliding removable band and drop down-hasps (stainless steel). Made of stainless steel grade 316, thickness 0.5mm. | Piece
| Burns cradle | Piece
| Cardiac Table:Rectangular Frame Work Mounted On 5cms Castors30×16 Laminated Top Adjustable By Side Knob. Pre-treated and epoxy powder coated. | Piece
| Weighing scale, Electronic : LCD Display, with tray, capacity 25 kg. Tolerance +-0.5 gm, Precision minimum 10gm, Power supply: 220V-230V, Power cord of round 3 pin type plug top | Piece
| Weighing Scales, Digital (bathroom) 120 kg | Piece
| Enema can SS with marking: Measuring: 50ml - 1000 ml with 3 extra tubing | Set
| Examination table with mattress and Foot step: Stainless Steel with rubber topping | Set
| Pulse Oximeter, Finger Tip | Piece
| Forceps Dressing: Thumb ( Non-toothed): Size 8 inch | Piece
| Forceps Dressing: Gross Maier : Size 8 inch | Piece
| Galli pot: 100ml, Stainless Steel | Piece
| IV stand with wheels: Stainless steel adjustable with four hooks/hanger | Piece
| Jug: Plastic, graduated, 1 Ltr | Piece
| Proctoscope: For adult, Stainless Steel | Piece
| Proctoscope: For Pediatric, Stainless Steel | Piece
| Piles banding forcep | Piece
| Scissor: For slough cutting, Stainless Steel | Piece
| Needle Cutter (Mini Destructor for needles and syringes): Balcan | Piece
| Bedside Screen 4 fold with spring and cloth size 168 cm H x 244 cm W. Frame work made of ERW tubular pipe in four folds Piece fold 60cms dia and two inner folds fitted with one castor Piece of 5cms dia, Supplied with spring wire and curtains, pretreated and epoxy power coated | Piece
| ECG Machine (Portable) : Single Channel ECG Recording, 12 leads, Last memorized ECG Recording and additional copies available, Automatic and Manual Recording Modes. Dual Power supply: Mains and Battery operation. Power supply 220-230V. Power cord with round 3 pin top . Built in recharge | Set
| Kidney dish: Size: 10 inch, Stainless Steel | Piece
| Kidney dish: Size: 8 inch, Stainless Steel | Piece
| Knee Hammer with plastic handle | Piece
| Medicine cup - graduated 30 ml, plastic | Piece
| Nebulizer machine: Nebulizer compressor system, Spare nebulizer chambers with mask, Power supply 220-230V. Power cord with round 3 pin top | Piece
| Nebulizer chamber along with tubings and mask, Adult | Piece
| Patient chart holder | Piece
| Scissor: Tailor, 9 inch | Piece
| Scissor: Bandage, 7 inch SS | Piece
| Emergency crash trolley | Piece
| Spotlight on stand, fibre optic | Piece
| Sputum cups with lid: Size: 100ml, Stainless Steel | Piece
| Stethoscope bivalve | Piece
| Stretcher: Hand carrying, aluminum pole | Piece
| Suture removing scissor: Size: 8 inch | Piece
| Swab container with cover: Size, 4 inch, Stainless Steel | Piece
| Weighing scale, Non electric with tray  capacity upto 25 kgs, tolerance ± 1 gm, Precision minimum 10 gm. | Piece
| Safety Standard: CF according to IEC and complying with the following. RL 93/42/EEC. EN 60601-1:1990. IEC 601-1. IEC 601-2-25:1993. pr EN 1441:1994. CISPR 11: 1985, EN 55011:1992. IEC 801-2:1991, IEC 801-3:1984, IEC 801-4:1988. IEC 801-5. Safety Class: I according to IEC 601-1 (with internal power supply). IIa according to RL 93/42/EEC, CE-0123. This device is not designed for outdoor use (IP 20). Environmental Conditions: Temperature, Operating: 10° to 40°C. Temperature, Storage: -10° to 50°C. Relative humidity: 25 to 95% (non condensing). Atmospheric pressure: 700 to 1060 hpa.Power supply 220-230V. Power cord with round 3 pin top. Control Panel: Rubber keys. | Set
| Wheel Chair with commode | Piece
| Trolley stretcher for Patient transport : 210Lx65Wx65Hcms, with safety side railings, IV rods, Cylinder cage, Adjustable height by hydraulic foot operated pump, 15cm dia castors, pretreated & epoxy powder coated | Piece
| Trolley, Medicine with four drawers (SS): Overall approx. Sizes : 76Lx46Wx8H cms, Frame work of MS Tube mounted on 10cms castors,Two SS shelves with three side railing on top shelf, Two drawers under the each shelf, Whole body frame SS (Stainless steel) | Piece
| Tray with cover: Size, 12 x 18, Stainless Steel | Piece
| Oxygen Concentrator : Small, quiet and light weight, with oxygen sensing device. Oxygen purity 85 - 99% at all flow rates, Flow rate : 0.5 - 5 LPM, Sound level: low, Electrical requirement: Power 240V,50Hz, Accessories: Ozygen mask with tubing for adult, nasal soft-tip cannula with tubing for pediatric and adult patients, oxygen bubble humidifier, warranty 3 - 5 years. Power supply: 220-240V. Power cord with round 3 pin top | Set
| Trolley, Dirty Linen: Box type; Frame work (SS) with push handle at one end; mounted on castors with wheels; Body: Superior quality plastic (ABS material) | Piece
| Automatic external defibrillator (AED), Automatic: With display screen;Electrodes pads for adult and paediatric;Rechargeable internal battery powered with AC adapter;Compact unit; Voice prompt (English) instruction to check airway, apply pad, analysis of rhythm and shock advise or shock not required and continue CPR; Power Supply : 230V ± 6 % , 50 Hz ± 1%; Power cord with 3 round pin top; Accessories: 10 nos. of pads with each unit.(Standard Brands: Philips, Shenzhen Mindray and Zoll) | Set
| Burns Cradle, SS: Fold able; Whole body SS | Piece
| Bed pan, Plastic | Piece
| Disinfector, Bed pan and urinal washer (SS), Capacity: 50L | Piece
| Swab Container with cover; Size 6 inch; SS | Piece
| Needle Syringe Destroyer: Destroys syringe hubs and needles in single action; Reusable and autoclavle container; Portable; Container capacity: 1000 - 3000mL | Piece
| Medicine Cutter, with SS blade, cuts tablets in half, cut all shapes and size, flexible arms, helps acurate cutting | Piece
| Bedside Locker: Full Body SS (Stainless Steel) size: 16 x 16 x 32 HT 16 x 16 x 32 HT Body machine pressed from 20 SWG M.S. sheet with three sides closed. Have one box and one drawer with SS.Mounted on 5 cm dia. swinging castors or legs on rubber shoes. Size: 46 x 46 x 81 cm. | Piece
| ECG machine( Table Model) : Dimensions: 400x330x100 mm, Weight: 5.0 kg (5.35kg with full paper tray). Mains Supply: 100 to 115/220 to 240 VAC, 50/60 Hz. Battery: Built-in 12 V lead-acid battery (rechargeable). Battery capacity: 4 hours normal use- 300 printouts. Power Consumption: Recording 40 VA max. Leads: Standard/Cabrera. Paper speed: 5/10/25/50 mm/s (direct). Sensitivity: 5/10/20 mm/mV, either automatically adjusted or manually selected. Chart Paper: Thermoreactive  Z-folded, 210 mm wide, perforation 280 mm. Printing Process: High-resolution thermal print head, 8 dots per mm / 200 dots per inch (amplitude axis). 40 dots per mm / 1000 dots per inch (time axis 25 mm/s). Recording Tracks: 6 channels, positioned at optimal width on 200 mm, automatic baseline adjustment. Automatic Lead Programs: Data Record: Printout of all 12 leads, Listing of ECG recording data. Version C: ECG measurement results (intervals, amplitudes, electrical axis), Sokolow Index, average complexes with optional measurement reference markings, and interpretation. | Set
| Oxygen concentrator, Portable: Small, Quiet and light weight with oxygen sensing device; Oxygen purity 85-99% at all flow rates; Flow rate: 8-10L/Hr; Noise: <50dB; Power supply 220-240V, 60Hz; Power cord with 3 round pin top; Accessories: Oxygen mask with tubing for adult; Nasal soft-tip cannula with tubing for paediatric and adult patients; Oxygen bubble humidifier (Standard Brands: Life Plus Medical, Nidek, Philips and Sequal) | Set
| Oxygen concentrator, Portable: Small, Quiet and light weight with oxygen sensing device; Oxygen purity >90 % at all flow rates; Flow rate: 10-15L/min; Noise: <50dB; Power Supply : 230V ± 6 % , 50 Hz ± 1 %; Power cord with 3 round pin top; Accessories: Oxygen mask with tubing for adult; Nasal soft-tip cannula with tubing for paediatric and adult patients; Oxygen bubble humidifier.(Standard Brands: Life Plus Medical, Nidek, Philips and Sequal or equivalent or higher) | set
| Suction pump, Manual: Operated by foot for pharyngeal and tracheal suction; Equipped with two shatterproof and autoclavable polycarbonate collection jars with a clear graduation a total capacity of no less than 1L; Maintenance free operating requiring little or no oil; Pump is equipped with a provision preventing fluid flowing to the pump if the collection jar is full; User adjustable suction ranges between 0 and at least 525 mmHg (70 kPa); Flow rate at maximum vacuum: 40 L/min (2.4 m³/h); should be provided with a suction tube made of medical grade silicone and autoclavable of at least 1.3 meters; The unit should be mounted on a stable platform and an anti-slip provision base; Construction: Stainless steel or material which is non-corrosive | set
| Case History Trolley: Approx. size: 336 x 400 x 850mm; Made up of ABS material; Single row; 30 layers with drawer 3 castor | Set
| Gauze cutting machine: features XD-100 can cut from a single ply of fabric, right up to 1 high, making it a very versatile - lightweight machine. Octagonal cutting blade.Built-in sharpening mechanism .Extra-thin base plate.High-power electric motor. Carbide-tipped counter blade | Piece
| Tray with cover: Size, 10 x 12, Stainless Steel | Piece
| Suction machine: Portable, Stainless steel body with wheels, high pressure tubes, pressure regulating switch twin suction bottle of 2-3 lits. Capacity, display of vacuum from 100 to 700 mm Hg. Power supply AC 220-230V. Power cord with round 3 pin top | Piece
| Trolley, Case history, Size 30/35cm: Made up of ABS material; Single row with adjustable layers and drawer mounted on castor wheels | Set
| ECG Storage: Circular input memory for 10 s, 12-lead ECG. Memory Option: Memory for c.45 ECG recordings with transmission facilities over an RS-232 interface. Frequency Range of Digital Recorder: 0 to 150 Hz (IEC), 0 to 150 Hz (AHA). ECG Amplifier: Simultaneous, synchronous registration of all 9 active electrode signals (=12 standard leads). Sampling frequency: 5µV. Dynamic range: ±9.5 VAC. Max. electrode potential: ±300 mVDC. Time constant: 3.2 s. Frequency response: 0.05 to 150 Hz (-3 dB). Input impedance: >2.5MOhms at 10 Hz. Myogram Filter (muscle tremor filter): 25 Hz or 35 Hz, programmable (not active on average waveform). The stored ECGs can be printed with or without filter. Distortion-free suppression of superimposed 50 or 60 Hz sinusoidal interferences by means of an adaptive digital filter. Line Frequency Filter: Inpatient Input: Fully floating and isolated, defibrillation protected. | Set
| Trolley, Stretcher for patient transport Body (SS); Load capacity 200kgs; Safety side railings, IV rods, cylinder cage; Adjustable height by hydraulic foot operated pump; Castors, pretreated & epoxy powder coated | Piece
| Enema Can, SS with marking measuring 50-1000mL with 3 extra tubings | Set
| Forceps stand, Cheatle SS | Piece
| Galli pot, SS 100mL | Piece
| IV stand SS with wheels and adjustable with four hooks / hanger | Piece
| Graduated jug, Plastic 1L | Piece
| Knee hammer with plastic handle | Piece
| Forceps, Cheatle, Size 10inch SS | Piece
| Examination table SS with synthetic mattress with 2 section top and patient safety features with rubber topping and double foot step (SS) | Set
| Cardiac Table: Gear handle adjustable; Rectangular frame work mounted on castors; ABS top adjustable by gear handle; Finishing: Pre-treated and epoxy powder coated | Piece
| Kidney dish, SS 8inch | Piece
| Monofilament, Reusable and Retractable 10g: With filaments | Piece
| Forceps, Mcgivmey haemorrhoid ligator gun, complete with loading cone forceps and silicon ring | Piece
| Dressing Drum, SS: 12 x 10inch height; Domed top and bottom with sliding removable band and drop down-hasps; Thickness >0.5mm | Piece
| ECG machine, Portable: Single channel ECG recording, 12 leads; Automatic and manual recording modes; Dual power supply: Mains and battery operation; Inbuilt rechargeable battery; Power supply: AC 220-240V, 50Hz; Power cord with 3 round pin top | Set
| Nebulizer chamber with tubings and mask, Adult | Piece
| Kidney dish, SS 10inch | Piece
| Proctoscope, SS Paediatric | Piece
| Stethoscope, Bivalve | Piece
| Medicine trolley Body frame (SS) with four drawers; Frame work (MS) tube mounted on castors; Two shelves (SS) with three side railing on top shelf; Two drawers under the each shelves | Piece
| Patient chart holder Over the bed clipboard with 1-3inch top hook made to fit over a hospital bed or cubicle wall; Polyethylene clipboard holds A4 sheets with tight wire clip with rubber elbows | Piece
| Tray with cover, SS 10 x 12inch | Piece
| Tray with cover, SS 5 x 9inch | Piece
| Urinal, Plastic with marking from 50-1000mL | Piece
| Trolley, Clean linen: With cover, Polymer design; Capacity: 1-1.5 cubic meters | Set
| Weighing scale, Paediatirc, Electronic; With automatic calibration; TARE facility with zero setting; light weight and robust. With on/off baby tray and digital height rod. Capacity 25 kg; Power Supply : 230V ± 6% , 50 Hz ± 1 %; Power cord with 3 round pin top; BD-585 or higher paediatric scale (Tanita) ); M-400 or higher portable baby scale (Marsden) | Piece
| Examination light, LED on stand with adjustable highly flexible arm. (Standard Brands: Welch Allyn, Hospilite, Nanchang Micare, Phillips or equivalent or higher)(ITEM ID - 7858) | Piece
| Vial opener, SS | Piece
| Weighing scale, Adult: Capacity: 120kg; With automatic calibration; TARE facility with zero setting; 874 and higher (Seca); WM206 and higher (Wedderburn); M-420 and higher model (Marsden) | Piece
| Sphygmomanometer: GB series 101 and higher (Rossmax); Accusure; Maxi Stabil 3 and higher (Welch Allyn); Greenlight 300 and higher (Accoson); Mandeus II GA series 102 and higher (Rossmax); UM 101A and higher (A&D)Accessories: Latex free cuffs for Adult, Paediatric and Neonate | Set
| Weighing scale, Stand model for weight and height, 120kg (Sliding lever mechanism) | Piece
| Needle cutter and destroyer: Economical, Sturdy, Simple to operate; Sharp steel blade, Portable, shockproof; With removable receptor | Piece
| Scissors, Gauze cutting, SS 9inch | Piece
| Scissors, Suture removing, Curved | Piece
| Scissors, Slough cutting, Staright, SS 7inch | Piece
| Nebuliser: Durable Piston Nebulizer; Nebulization rate: 0.3-0.4ml/min ;Cup capacity: atleast 6ml; With Spare nebuliser chambers with mask for paediatric and adult. Power Supply : 230V ± 6 %, 50 Hz ± 1 %; Power cord with 3 round pin top.(Standard Brands: Fazzini, Hicks, Infi-Neb, Flaem Nuova, Philips) | Piece
| Trolley, Patient: With detachable mattress and removable stretcher; Foam with waterproof synthetic cover with strips at both ends; Castro wheels | Set
| Traction bed, Orthopedic With cranks operated back rest tilting 0-70o; Knee rest tilting 0-40o, Height adjustment: 730-530mm; Left and right leg part should be raised up separately; Epoxy coated mild steel frame work and 4 section perforated top; Removable high quality ABS engineering plastic head & foot panel; Collapsible aluminum side rails and SS frame with pulley; Noiseless castors, 2 with brakes | Set
| Forceps, Dressing, Thumb, Non-toothed 8 inches | Piece
| Scissors, Bandage cutting, Angle blades, SS 7inch | Piece
| Stretcher, Hand carrying with aluminum pole and strips at both ends | Piece
| Nebulizer mask kit Facemask with adjustable nose clip, head strap and nebulizer chamber with 2m tubing, Adult | Set
| Nebulizer mask kit: Face mask with adjustable nose clip, head strap and nebulizer chamber with 2m tubing, Paediatric | Set
| Sputum cups, SS with undetachable lid, Size 100mL | Piece
| PT/INR Monitoring Meter, Handheld: Time to results about 2 minutes; Specimen volume: 1 drop (3μL min.); INR measurement: 0.7-7.0 (min.); PT 7 -72 seconds; QT 10-110%; Power off after 2 minutes by default; Built-in quality control checks; Lab-equivalent accuracy and precision; Power source 4 AA Batteries with AC Adapter; Battery life >100 tests; With 200 strips each and a carrying case | Set
| Proctoscope, SS Adult | Piece
| Tray with cover, SS 12 x 18inch | Piece
| Swab container, SS with cover 6inchx 6inch with undetachable lid | Piece
| Weighing scale, Non-electric with tray, capacity upto 25kgs, tolerance +/-1gm, Precision minimum 10gm. | Piece
| Medicine cutter with blade (SS): With retracting blade guard; Optical grade polycarbonate with a flexible V-shape holder to grip any size pill for accurate cutting | Piece
| Forceps, Dressing, Gross Maier, Straight without clamp 8 inches | Piece
| Drum, Sterilizing, Autoclavable: 9 x 9inch height; Domed top and bottom with sliding removable band and drop down-hasps; With effective closing lid with a clip lock, a carrying handle, air vents system to allow steam to circulate freely during the sterilisation cycle; Vents to be manually closed after sterilisation; Material: Austenitic stainless steel (approximately 8 to 10% nickel,18 to 20% chromium) smooth surface; Thickness: approximately 0.6 to 0.7mm | Piece
| Trolley, Patient transportation (SS): Load capacity 150- 200kgs; Safety side railings, With adjustable IV rod and provision for IV rod holder at 4 sides. Cylinder cage located at bottom; Adjustable height by hydraulic foot operated pump along with manual Backrest adjustable with detachable synthetic mattress; Castors: 200mm casters with a central locking system. wheel with grip/ brake system. | Set
| Drum, Sterilizing, Autoclavable: 15 x 12inch height; Domed top and bottom with sliding removable band and drop down-hasps; With effective closing lid with a clip lock, a carrying handle, air vents system to allow steam to circulate freely during the sterilisation cycle; Vents to be manually closed after sterilisation; Material: Austenitic stainless steel (approximately 8 to 10% nickel,18 to 20% chromium) smooth surface; Thickness: approximately 0.6 to 0.7mm | Piece
| Bed Fowlers with wheel- Full : Orthpedic patient bed with balken beam and pulleys with adjustable height | Piece
| Bed Fowlers with wheel -Full: Overall size: 78 L x36W x 24 H ( 206L x 90W x60 H cms ) Back rest and knee rest adjustable maneuvered by 2 separate screw handle from foot end. Four section perforated CRCA MS sheet top. Provisions for stainless steel IV rod with four locations. Removable stainless steel tubular head & foot bows with laminated panels. Bed mounted on 100mm Dia castor two with brakes & wheels. Pre-teated epoxy powder coated. | Piece
| Bed Fowlers with wheel -Semi/half: Size, 206cm (L) X90cm (W) x 60 cm (H) function: one function movements and controls. Back lift manual, Top, two sections. Tubular head and foot bows of unequal height. Frame: mild steel, finish with epoxy power coated, stainless steel panels with provisions for IV rod in two sections & wheels | Piece
Hospital Furniture | Bed, full Fowlers with wheel: Load capacity 200kg; height adjustable, Back rest and knee rest adjustable; foldable mattress , Maneuverered by 2 separate foldable handles from foot end; Four sections perforated CRCA MS sheet top; Provisions for IV (SS) rod with locations; Removable tubular head and foot bows (SS) with laminated panels, epoxy powder coated ; Bed mounted on heavy duty double swivel castors wheel diameter 125 mm with brakes ,urine bag holder, side rails | Piece
| Bed, Semi-Fowlers with wheel: Load capacity 200kg; One function movements and controls; Back lift, manual; Top, two sections; Tubular head and foot bows of unequal height; Frame: mild steel, finish with epoxy powder coated, SS panels and heavy duty double swivel castors wheel diameter 125 mm with brakes | Set
| Bed, Semi-Fowlers with wheel: Load capacity 200kg; One function movements and controls; Back lift, manual; Top, two sections; Tubular head and foot bows of unequal height; Frame: mild steel, Entire body finishing with pre-treated epoxy powder coated, SS panels;Bed mounted on heavy duty four castor wheels ; wheel type : rubber grip ring stem twin wheeled medical castors with brakes. | Set
| Bed, Fowlers with wheel: Load capacity 200kg; Back rest and knee rest adjustable; With side rails; maneuvered by 2 separate screw handle from foot end; Four sections perforated CRCA MS sheet top; Provisions for IV (SS) rod with locations; Removable tubular head and foot bows (SS) with laminated panels; Bed mounted on heavy duty four castor wheels ; wheel type : rubber grip ring stem twin wheeled medical castors with brakes, Entire body finishing with pre-treated epoxy powder coated | Piece
| Bedside Cabinet, Hospital-Material: ABS, Cabinet Top, Drawer, Layer Board, Door and the base made of ABS. Castors: 4 castors with brakes | Piece
| Bedside Screen: 3 folds, Cloth size 168cm (H) x 244cm (W); Frame work made of ERW tubular pipe in four folds; Piece fold 60cm diameter and two inner folds fitted with one castor piece of 5cm diameter; With spring wire and curtains | Piece

## Gynaecology
Category | Item Name | Pack Size
Accessories | Cautery plate, LEEP compatible with Ellman | Piece
| Mattress, Obstetric and labour bed: Comprising of 2 pieces: i) body section with concave in middle (Size 128 x 71 x 10cm ); ii) Foot section with convex in the middle (Size 60 x 71 x 18 cm) | Piece
| Loop electrode, LEEP compatible with Medgyn: (15 mm), W2 (20mm), size W3 (25mm), Endocervical electrodes F2-8mm and Ball electrode 4inch long W18 - 5mm | set
| Cardiac and Toco probe for CONTEC CTG | piece
| Toco probe for Phillips CTG | piece
| Transabominal probe compatible with C Philips | piece
| Camera for ultrasound machine | Piece
Accessories for Hysteroscope ( Richard Wolf)
Laproscope
| Camera for Ultrasound Machine | Piece
| Transvaginal probe compatible with CTG Philips | Piece
| Cadiac probe for Huntleigh CTG; Model No. BD400XS-2 | Piece
| Optiflow hysteroscope sheath (5.5mm) with 5Fr working channel including: Optiflow sheath 5.5mm, 219mm, 5Fr channel, Part # 8974.3511; Operative outer sheath 5mm, 205mm WL, Part # 8974.152; Operative inner sheath 205mm WL, 7Fr channel, Part # 8974.251; Operative sheath 4mm, 245mm WL, 3Fr channel, Part # 8974.121; Hysteroscope 30 � 2.7mm, Part # 8974.402 | Set
| Princess 21Fr bipolar resectoscope- 8653.018, 19Fr Continous flow inner sheath; - 8653.021-21 Fr Continuous flow outer sheath - 8653.18- Obturator | Set
| Camera for colposcopy compatible with Pro-Mis | Piece
| Delivery Light : Ceiling mounted, Dome shadowless- Two light source | Piece
| Probe for Huntleigh CTG machine: Model No. BD400XS-2, Serial No. 714X0201563-08 | Piece
| TVS probe with groove for biopsy needle compatable with existing machine. | Piece
| Transvaginal Probes compatible with Philips | Piece
| Camera for Colposcopy Machine compatible with Pro-Mis | Piece
| Probe for Mastro Mediline CTG machine: Model No. NEWCGT12, Serial No. 1201006 | Piece
| Toco probe for CTG machine (Hiuntleigh) | Piece
| Transabominal Probes compatible with Philips | Piece
| Uterine mannipulator with Colpotransillumination with elastic vaginal cuff for TLH | Piece
| Ferric subsulfate solution | 500mL
| Vaginal speculum, Smoke evacuation, LEEP, Large | Piece
| Vaginal speculum, Smoke evacuation, LEEP, Standard | Piece
| TVS probe with groove for biopsy needle compatable with existing machine | Piece
| LEEP Patient cable, Handheld for Ellman | Piece
| Loop electrode, LEEP compatible with Coviden: (15mm), W2 (20mm), size W3 (25mm), Endocervical electrodes F2-8mm and Ball electrode 4inch long W18 - 5mm | Set
| Cadiac probe for Mastro Mediline CTG; Model No. NEWCGT12 | Piece
| Mattress, Motorized birthing bed compatible with Janak Healthcare; Model No. Arrive 1512, Size : 2155 x 1010 x 515 to 880mm (LxWxH); Comprising of 2 pieces: Body Section with concave in middle; Foot Section with convex in the middle | Piece
| Toco probe for Mastro Mediline CTG | Piece
| Toco probe for Huntleigh CTG | Piece
| Transabominal probe compatible with CTG Philips | Piece
| Fluid Manager system -2222.223 complete system, including Hystero pump II (2222.011), Fluid monitoring module (2223.011); Inflow Tubing; Disposable, Sterile boc of 10 x 2 (4170.223) | Set
| Bipolar electrode, BipoTrode electrode 5Fr 36mm WL, Part # 823.005; ERBE Bipolar cable, 3M, Part # 8108.135; ConMed, Valley lab Bipolar cable, 3M; ERBE VIO 300D Bipolar generator | Set
| Cadio Probe for Huntleigh CTG machine: Model No. BD400XS-2, Serial No. 714X0201563-08 | Piece
| Cauthery plate compatible with covidien ,Medgyn | Piece
Loop electrosurgical excision procedure (LEEP)
Accessories of Hysteroscope | E: Princess 21Fr. Bipolar resectoscope: ( Richard Wolf) - 8653.018-19Fr. Continous flow inner sheath - 8653.021-21 Fr. Continuous flow outer sheath - 8653.18- Obturator | Set
| A: 5.5mm Optiflow Hysteroscope sheath with 5 Fr working channel includes: 1 : Optiflow sheath-5.5mm 219mm 5 Fr. channel, Part # 8974.3511 2: Operative outer sheath-5mm, 205mm WL, Part # 8974.152 3: Operative inner sheath-205mm, WL, 7 Fr channel, Part # 8974.251 4: Operative sheath, 4mm, 245mm WL, 3 Fr channel, Part # 8974.121 5: Hysteroscope-30 ° 2.7mm, Part # 8974.402 | Set
| D: Fluid Manager System: (Richard Wolf) -2222.223-complete system, includes Hystero pump II (2222.011), Fluid monitoring module (2223.011) - Inflow Tubing, disposable, sterile boc of 10x2 (4170.223) | Set
| C: Bipolar Electrode: (Richard Wolf) 1: BipoTrode electrode 5Fr. 36mm WL, Part # 823.005 2: ERBE Bipolar cable, 3M, Part # 8108.135 3: ConMed, Valley lab Bipolar cable, 3M 4: ERBE VIO 300D Bipolar generator | Set
| B : Hand Equipments (Richard Wolf) | Set
| Biopsy Forcep: 3 Fr.410mm WL, Part # 829.131 | Piece
| Grasping Forcep: 5 Fr.355mm WL, Part # 828.131 | Piece
| Punch Biopsy Forcep : 5 Fr.340mm WL , Part # 8642.631 | Piece
| Micro Scissor: 5Fr.355mm WL, Part # 8642.681 | Piece
| Uterine Mannipulator | Piece
Consumables | Printing paper, CTG, 1cm/min, Compatible with Philips system | 200/Pkt
| Potassium iodide solution (Lugols iodine) | 125ml
| Printing paper, Glossy compatible with ultrasound camera imaging system | roll
| Cyto cervex brush | Piece
| Cervical sampler, Disposable: One vial of preservative fluid; One nylon broom-like endocervical brush with detachable head; For HPV testing, genotyping and liquid based cytology (LBC) | Vial
| CTG Paper (112mm x100 mm-150 P) Compatible with Perlong medical equipment co., ltd (PDJ-800G) | 5/box
| Collection vial (BD SurePath) | Vial
| Cervical sampler, Disposable: One vial of preservative fluid; One nylon broom-like endocervical brush with detachable head; For HPV testing, genotyping and liquid based cytology (LBC) | 50/Pkt
| Cell sweep cervical cytology sampling device | 100/pkt
| Vacuum cup, Siliconized, Set of 60, 70 , and 80 mm with tubings. | Set
| Copper T 380A, Intra-uterine device (IUD) | Piece
| Cannula/Catheter, Intrautrine insemination (IUI), Flexible, Length 23cm, External diameter 2.6mm, Internal diameter 2.2mm, Internal cannula diameter 1.1mm, Volume 0.35mL | Piece
| Laminaria tent, Seaweed, Hygroscopic material for osmotic dialation of cervics | Piece
| Lugols Iodine (Potassium Iodide Solution for Colposcopy & LEEP) | Jar
| Printing paper, CTG, 1cm/min, Compatible with Mastro Mediline system | 200/Pkt
| Cannula/Catheter, Intrautrine insemination (IUI), Flexible, Length upto 21-23cm, External diameter 2.6mm, Internal diameter 2.2mm, Internal cannula diameter 1.1mm, Volume 0.35mL | Piece
| Cytobrush, Pap smear | Piece
| Clip, Fischies | Packet
| Endometrial suction curette/pipette, Plastic, Disposable | 25/pkt
| Etonogestrol 68mg subdermal implant | Piece
| Ring pessaries, Silicone Different sizes from 5cm-10cm | Set
| Umblical cord clamp, Sterile; Security lock to prevent accidental opening; Solid grip for easy cord excision | Piece
| Umblical cord clamp: ETO sterile pyrogen free security lock to prevent accident opening made from non-toxic medical grade polymer with solid grip for easy cord excision | Piece
| Endometrial suction device/curette (Pipette): plastic and disposable | Pkt
| Siliconized vacuum cup: Set of 40mm, 50mm, 60mm with tubings | Set
| Laminaria Tent (Seaweed, Hygroscopic material for Osmotic dialation of cervics) | Piece
| Fischies Clip for use in laproscopic tubal ligation | Pkt
| Cytobrush for Pap smear | Piece
| Intrautrine Insemination (IUI) Cannulas / Catheter (For use in infertility treatment, to deposit enriched sperms into uterine cavity), length-23cm, external diameter 2.6mm, internal diameter 2.2mm, internal cannula diameter 1.1mm, catheter volume 0.35ml (cannula should be flexible) | Piece
| Mattress for Motorized Birthing Bed compatible with Janak Healthcare : Model No. Arrive 1512, Size : 2155mm L x 1010 mm W x 515mm to 880mm H. comprises of 2 pieces | Piece
| CTG paper compatible with Philips Machine. | Piece
| CTG paper compatible with Mastro Mediline Machine. | Piece
| CTG paper compatible with CTG Huntleigh Machine. | Piece
| Glossy printing paper compatible with ultrasound camera | Piece
| Silicone Ring pessaries of different sizes from 5 cm to 10 cm. For use in Uterine prolapse | Set
| Cleaning brush: Size: 16 mm | Piece
| Disposable 12 mm abdominal trocar | Piece
| Disposable 10 mm abdominal trocar | Piece
| Reducer: (from 10 mm to 5 mm ) compatible to Trocar | Piece
| Reducer: (from 12 mm to 5 mm ) compatible to Trocar | Piece
| Printing paper, CTG, 1cm/min, Compatible with Huntleigh system | 200/Pkt
Equipment | Gynaecological examination table: Leg stirrups for lithotomy position and motorised table with the capacity to hold up to 250kg of weight (Standardised Brands: MAK and Janak Healthcare or equivalent or Higher) | Set
| Breast pump: Variable pressure regulating device; Silastic cups; On/off switch; Reusable containers; Silent fan and battery back-up; Power supply 220-240V, 50Hz; Power cord with 3 round pin top (Standardised Brands: Spectra and Korean Testing Laboratory) | Piece
| Laparoscopy set: With high definition Camera (3 chips), Carbon dioxide insufflator, Laparoscope lens 30° 10mm, Laparoscope light cable, Laparoscope light source, Laparoscope medical monitor and with all accessories for laparoscopic surgery including accessories for application of clips in family planning surgery with morcellator with handset and power supply system Accessories: Laproscopic babcock Size 10mm; Cleaning brush Size 16mm; Laparoscopic diathermy cord, Bipolar; Laparoscopic diathermy cord, Monopolar; Dissector, Curved with Bipolar cautery 33.2cm, Size 5mm; Dissector, Curved with monopolar cautery 33.2cm, Size 5mm; Hook dissector, Laparoscopic 5mm diameter, shaft length 34cm; Claw extractor, Monopolar with Ratched handle 33.2cm, Size 5mm; Forceps, Maryland 32.2cm, Size 5mm; Grasper with monopolar cautery 33.2cm, Size 5mm; Laparoscopic Myoma screw; Single clip applicator titanium clip, Clip-Filschiers, Medium; Uterine elevator hand set; Uterine manipulator with copo transillumination with elastic vaginal cuff for reliable gas sealing; Telescope 0 degree (10mm), telescope 30 degree (5mm) , Power Supply : 230V ± 6% , 50 Hz ± 1 % ; Power cord with 3 round pin top and 2KVA online UPS; Standardized brand- Karl storz or equivalent or higher | Set
| Baby cradle with mattress | Set
| Gynaecological examination table: Leg stirrups for lithotomy position and motorised table with the capacity to hold up to 250kg of weight (Standardised Brands: MAK and Janak Healthcare) | Set
| Ultrasound Imaging System, 3D/4D: with Advanced 4D diagnostic OBS/GYNE and perinatology capability, 3D/4D radiance system architecture scanning, Bi-plane scanning, Volume contrast imaging(VCI), spatial temporal image correction (eSTIC), e4D snapshot capability, Radiant flow, slow flow HD, HD live, Volume speckle reduction imaging, Omniview, sono render live, sono Biometry, Sono NT, Sono VCAD heart, Sono AVC general, Sono CNS and Scan assistant. DICOM with image saving facilities. Transducer: 1. 2D probe with 3-9Mhz XD clear wide band convex probe. 2. 2D probe with 4-9 MHz wide band Micro Convex Endocavity probe. 3. 4D 2-7 MHz with wide band convex volume probe with active 2D electronic matrix array technology. 4. 4D 5-13 MHz wide band Micro convex Endo-cavity Volume probe.UPS system to last for minimum one hour scanning without external power source, Power supply 220-240V, 50Hz; Power cord with 3 round pin top and 2KVA online UPS | Set
| Laparoscopy set: With high definition Camera (3 chips), Carbon dioxide insufflator, Laparoscope lens 30° 10mm, Laparoscope light cable, Laparoscope light source, Laparoscope medical monitor and with all accessories for laparoscopic surgery including accessories for application of clips in family planning surgery with morcellator with handset and power supply system Accessories: Laproscopic babcock Size 10mm; Cleaning brush Size 16mm; Laparoscopic diathermy cord, Bipolar; Laparoscopic diathermy cord, Monopolar; Dissector, Curved with Bipolar cautery 33.2cm, Size 5mm; Dissector, Curved with monopolar cautery 33.2cm, Size 5mm; Hook dissector, Laparoscopic 5mm diameter, shaft length 34cm; Claw extractor, Monopolar with Ratched handle 33.2cm, Size 5mm; Forceps, Maryland 32.2cm, Size 5mm; Grasper with monopolar cautery 33.2cm, Size 5mm; Laparoscopic Myoma screw; Single clip applicator titanium clip, Clip-Filschiers, Medium; Uterine elevator hand set; Uterine manipulator with copo transillumination with elastic vaginal cuff for reliable gas sealing | Set
| Obstetric table, Motorised: Electrohydraulic operation; Lithotomy position with all standard accessories such as stirrup, clamps, rods etc; Detacheable leg section, leg section should be split in two parts; Arm supports, one pair; Separate head section; Lateral tilt 15-30°; Trendlenberg 30°, Antitrendlenberg 20-30°; Protected against blood, liquid or waste seepage; Hand clutches, one pair; Remote control; Detachable fluid collector; Power supply: AC 220-240V, 50Hz; Power cord with 3 round pin top | Set
| Ultrasound imaging system unit, Perinatal: Colour Doppler; 3.5MHz probe; 5-10MHz probe; Transvaginal probe; Cart for the unit; CINE loop facility; Clinically analysis package; Vascular package, OB/GYN package, General imaging package, Inbuilt 3D package; DIACOM comparable for networking communication; 3D and panoramic image display technology; Independent monitor tilt and swirled adjustment; Transducer: 2-5MHz broad bank curved array transducer for abdomen; OBS/GYN application: 3-12MHz broadband linear transducer for vascular and small parts application; 4-8MHz broadband curved endovaginal application; Colour printer for inbuilt image management system and glossy printing paper; USB, DIACOM media with MOD; Power supply 220-240V, 50Hz; Power cord with 3 round pin top and suitable UPS; Accessories: Trans vaginal and transabdominal probes | Set
| Foetal monitor: Numerical display; 2.5MHz; Speaker 0.6W, Output, 50-280bpm; with removable battery; (Standardised Brands: Huntleigh Healthcare Ltd and Maestros or Equivalent or Higher) | Set
| Hysteroscopy set, Telescope 0° and 30° (2.7mm): Autoclavable; Telescope sheaths 3.5.mm sheath (Diagnostic) and operating sheath 5.5mm, continuous flow with working channel ; Endovision display system; Colour monitor, 14inch; Medical grade monitor with three chips camera; Xenon light source with 6 spare bulbs; Hysteromat: Automatic infusion; Suction device for infusing fluids in uterus from 0.1-3.0L/minute; Air bubble detection facility; Containers for collecting outflowing fluids; Recording facility for operative procedure; Operational Environmental conditions: Temperature (+5 to +40) deg celcius ,Relative Humidity ( 4 to < 90)%, Altitude ( 200 to 3000 ) mtrs, Atmospheric Pressure (500 to 800) mmHg ; Power Supply : 230V ± 6% , 50 Hz ± 1 % ; Power cord with 3 round pin top and 2KVA online UPS; Accessories: Polypectomy loop for polypectomy, Flexible single Scissors, Flexible biopsy forceps, Grasping forceps, Suitable trolley | Set
| Cryotherapy set with different sizes probes connection pipe to carbon dioxide cylinder with adaptor with accessories (cryoprobes for ectocervix) | Set
| Laparoscopic set with all accessories for laparoscopic surgery including family planning | Set
| Obstetric table, Manual: Epoxy coated steel I.V. rod; With raxine mattress; Adjustable height by hydraulic operated foot pump, kick bucket with bowl (SS), leggings 2 nos, hand rest 2 nos. and railing with adjustable head end and detachable lower part Accessory: One spare mattress (Standardised Brands: Meditech and Janak Healthcare) | Set
| Labor & delivery bed, Motorised: Electrohydraulic operation; Lithotomy position with all standard accessories such as stirrup, clamps, rods etc; Detacheable leg section, leg section should be split in two parts; Arm supports, one pair; Separate head section; Lateral tilt 15-30°; Trendlenberg 30°, Antitrendlenberg 20-30°; Protected against blood, liquid or waste seepage; Hand clutches, one pair; Remote control; Detachable fluid collector; Power supply: AC 220-240V, 50Hz; Power cord with 3 round pin top Accessories: One spare mattress (Standardised Brands: Meditech and Janak Healthcare or equivalent or Higher) | Set
| Obstetric delivery bed, Motorised: Electrohydraulic operation; Lithotomy position with all standard accessories such as stirrup, clamps, rods etc; Detacheable leg section; Separate head section; tuck-away side rails; Lateral tilt 15-30°; Trendlenberg 30°, Antitrendlenberg 20-30°; Protected against blood, liquid or waste seepage; Hand clutches, one pair; Remote control; Detachable fluid collector; Equipped with high density sponge mattress covered with artificial leather;Operational Environmental conditions: Temperature (+5 to +40) deg Celsius ,Relative Humidity ( 4 to < 90)%, Altitude ( 200 to 3000 ) mtrs, Atmospheric Pressure (500 to 800) mmHg ; Power Supply : 230V ± 6% , 50 Hz ± 1 % ; Power cord with 3 round pin top Accessories: One spare mattress (Standardised Brands: Meditech and Janak Healthcare or equivalent or higher) | Set
| Laparoscopy set: With high definition Camera (3 chips), Carbon dioxide insufflator, Laparoscope lens 0o and 30o10mm, Laparoscope light cable, Laparoscope light source, Laparoscope monitor and all accessories for laparoscopic surgery including accessories for application of clips in family planning surgery and morcellator with handset and power supply system; Accessories: Laproscopic babcock Size 10mm; Cleaning brush Size 16mm; Laparoscopic diathermy cord, Bipolar; Laparoscopic diathermy cord, Monopolar; Dissector, Curved with Bipolar cautery 33.2cm, Size 5mm; Dissector, Curved with monopolar cautery 33.2cm, Size 5mm; Hook dissector, Laparoscopic 5mm diameter, shaft length 34cm; Claw extractor, Monopolar with Ratched handle 33.2cm, Size 5mm; Forceps, Maryland 32.2cm, Size 5mm; Grasper with monopolar cautery 33.2cm, Size 5mm; Laparoscopic Myoma screw; Single clip applicator titanium clip, Clip-Filschiers, Medium; Uterine elevator hand set; Uterine manipulator with copotransillumination with elastic vaginal cuff for reliable gas sealing | set
| Thermocoagulator: Thermocoagulator unit with four probes ( 2 flat probe of 19mm, 1 flat probe of 16mm, & 1 conical probe with nipple extrusion of 19mm.) Probe temperature of 100°C- 120°C, automatice timer shut down after heating after 20 seconds. Built in full spectrum light source for viewing & assessing the cervix. Autoclavable shaft & tips. Battery Operated. Rechargeable battery with charger. Power supply:230V ± 6% , 50 Hz ± 1 % | Set
| Resectscope should be Bipolar. Resectoscope set (4mm/0/30 telescope): Working element (Active/Passive); Resectoscope sheath continuous flow outer sheath, continuous flow inner sheath, Obturator, Resectoscope loops, cutting loops, cold knife, Collins knife, roller electrode, connecting cable | Set
| Manual vacuum aspiration kit, Disposable Vaccum aspirator syringe of 50mL volume with adaptors and suction cannulas of different sizes (6-12mm); Plastic | Set
| Ultrasound machine (Portable) with only abdominal Probe (Small ultrasound machine with gray scale monitor with abdominal probe only) | Set
| Vaccum extractor, Foetal: Siliconized cups (40mm, 50mm, 60mm) with electric motar; Twin bottles and tubings; Complete standard set; Power supply: AC 220-230V, 50-60HZ; Power cord with 3 round pin top (Standardised Brands: Atom Medical Corp) | Set
| Ultrasound imaging system, Laptop type (Portable): With abdominal probe only and printer; Power supply 220-240V, 50Hz; Power cord with 3 round pin top | Set
| CTG (cardiotocograph) machine twin monitor with facility for fetal heart rate, uterine contraction recording in single and twin pregnancies. FHR to be displayed from 0-240 beats/minute, uterine contraction to be displayed from 0 - 100 mmHg '- Facility for maternal BP, ECG and Pulse oxymetry (optional) '- Facility for fetal pulse oximetry (optional)'- Ultrasonic transducers (four) with Piece machine '- Tocotransducers (two) with Piece machine '- Remote event marker '- Facility for alarm in case of very low and high fetal heart rate '- Facility for hoOK up to central nursing station (optional)'- Facility for hoOK up to central comptuer facility to store data on hard disk '- Thermal paper to last one year supply. CTG table.Power supply: AC 220V- 230V, to be supplied with two cardio probes. Power cord with round 3 pin top and suitable voltage stabilizer ( delete) | Set
| Ultrasound Unit: Perinatal Medicine colour Doppler, 3.5 MHz probe 5-10 MHz probe, Transvaginal probe, Printer, Cart for the Unit, CINE Loop Facility, Clinically analysis package, Vascular package, OB/GYN package, General imaging package, In built 3D package (part of the OB/GYN package), DIACOM comparable for networking communication, 3D & Panoramic image display technology | Set
| Bed for Obstetric and Labour : with Epoxy coated. I.V Rod (72x28x32), with Raxine mattress, Adjustable height by hydraulic operated foot pump, kick bucket with ss bowl, leggings 2 nos, handrest 2 nos and with railing with adjustable head end and detachable lower part. | Set
| LEEP Unit: Mode: Cut, Cut and Coag; Coag, Fulguration, bipolar; Output voltage, 500-600 +/-20%; Output power, 100W; Output frequency: monopolar mode >1MHz, bipolar mode >1MHz; Mode and Amp, output waveform; Cut (fully filtered); Cut and Coag (fully rectified); Coag (partially rectified); Fulguration (spark-gap); Blend class I type BF; Power supply: AC 220-240V, 50Hz; Power cord with 3 round pin top; Accessories: Large smoke evacuation vaginal speculum, Standard smoke evacuation vaginal speculum, Cautery plate, Patient cable, Loop electrode (Standardized Brands: Ellman or Equivalent or Higher) | Set
| Resectoscope set (4mm/30 telescope): Working element (Active/Passive); Resectoscope sheath continuous flow outer sheath, continuous flow inner sheath, Obturator, Resectoscope loops, cutting loops, cold knife, Collins knife, roller electrode, connecting cable | Set
| Sequential Compression Device for management of DVT prophalyais The Kendall SCD 700 series controller is the latest compression technology from Medtronic, delivering clinically proven sequential, gradient, circumferential compression (to the leg, foot or both simultaneously) to help prevent deep vein thrombosis (DVT) and pulmonary embolism (PE) | Set
| LEEP Machine: RSF - 4000K (220 - 240 volts). Mode - Cut, Cut & amp; Coag, Coag, Fulguration, Bipolar. Output voltage - Variable from 500 to 600 +_ 20%. Output power - 100 W. Output Frequency - Monopolar mode > 1 MHz. Bipolar mode > 1MHz. Mode & amp; output Waveform. Cut (Fully Filtered). Cut & amp; Coag (Fully Rectified). Coag (Partially Rectified). Fulguration (Spark - Gap). Blend. Class I type BF. Power supply: AC 220V- 230V, 50HZ Power cord with round 3 pin top | Set
| Spatula for Pap smear Sterile, Made of plastic, Shaped like allys bury spatula | 100Piece/Packet
| Labor & Delivery Bed, Manual: Epoxy coated steel I.V. rod; With raxine mattress; Adjustable height by hydraulic operated foot pump, kick bucket with bowl (SS), leggings 2 nos, hand rest 2 nos. and railing with adjustable head end and detachable lower part Accessory: One spare mattress (Standardised Brands: Meditech and Janak Healthcare or equivalent or Higher) | Set
| Doppler fetal heart monitor with numerical display-2.5MHz, speaker 0.6W output, 50-280bpm, AC230V, Single phase, with rechargeable battery, DC9.6V-12V | Piece
| Infusion Pump: Pump type: Peristaltic finger type, Control method: Drip rate control, Required infusion set: Standard PVC IV set with 3.4 - 4.5 mm OD tubing, Flow rate range: 1 - 450 ml/h, Purge rate: more than 450 ml/h, Alarm: Door open, Occlusion, Low battery, Internal malfunction, Air in line, Infusion complete, Empty container, Reminder, abnormal drips. Mounting: Pole or Bed frame. Power supply: 220 - 240V =/- 10% 50 Hz.power cord with round 3 pin top | Set
| Hysteroscope: Telescope 0 & 30 degree, autoclaveable, Telescope sheaths, Operating accessories (stainless steel); (Biopsy, forceps, scissors, graspers, coagulation electrode, colen's knief, roller ball - 6 Piece, Endovision display system - colour monitor (14 inch). Medical grade monitor with three chip camera, Xenon light source with six spare bulbs, Hysteromat: automatic infusion, suction device for infusing fluids in uterus from 0.1 to 3.0 litre/mintue. air bubble detection facility. Containers for collecting outflowing fluids, Recording facility for operative procedure. Servo voltage stabilizer should be supplied. Power Supply: AC 220-230V . Power cord with round 3 pin top. | Set
| Baby Bassinet with Crib & Mattress: Water resistant mattress with transparent acrylic crib mounted on a 4 castors wheels with 2 brakes. | Set
| Portable video colposcope Class II, Camera for medical use. Pixel : 4 Million Pixel. CCD : 1/1.8 High Dnsity CDD. Image size : 2272 x 1704, 1024 x 68. Lens : 4 Times Zoom. Focus Distance : F=7.85~32.0mm (35mm Format calculation 38~155. Iris : F5.1 - F10.3. Lens composition : 8 Clusters 10 Pieces: 1. Digital Zoom: Maximum 4 Times. Autofocus : TTL AF. Shot Distance : 30 Cm~oo. Memory Tool : 16M Compact Flash Card. Sidelight Form : TTL. Shutter speed : 1 - 1/2300 Second. Interface : USB. Requester Program 1 copy. Power supply: AC 220V- 230V, Power cord with round 3 pin top and suitable voltage stabilizer. To be supplied with LCD monitor. | Set
| Foetal monitor: Numerical display; 2.5MHz; Speaker 0.6W, Output, 50-280bpm; Inbuilt rechargeable battery; DC 9.6 - 12V (Standardised Brands: Huntleigh Healthcare Ltd and Maestros) | Set
| Cryosurigical unit: Different sizes probes; Connection pipe to carbon dioxide cylinder with adaptor and accessories (cryoprobes for ectocervix) | Set
| Cardiotocography monitor, Twin: Facility for foetal heart rate; Uterine contraction recording in single and twin pregnancies; FHR: 0-240beats/minute; Uterine contraction: 0-100mmHg; Facility for maternal BP, ECG and pulse oximeter; Facility for foetal pulse oximeter; Ultrasonic transducers (2 nos.); Tocotransducers (1 no.); Remote event marker; Alarm for very low and high foetal heart rate; Facility for hook up to central nursing station and computer facility; Paper speed: 1cm per minute; Power cord with 3 round pin top | Set
| Colposcope, Portable: Class II camera for medical grade; Pixel: 4 Million pixel; CCD: 1/1.8 inch High density CDD; Image size: 2272 x 1704, 1024 x 68; Lens: 4 times zoom; Focus distance: F = 7.85~32.0mm (35mm format calculation 38~155. Iris: F5.1 - F10); Lens composition: 8 clusters, 10 pieces; Digital zoom: maximum 4 times; Autofocus: TTL AF; Shot distance: 30 cm~00; Memory tool: 16GB compact flash card; Sidelight form: TTL; Shutter speed: 1-1/2300 second; Interface: USB; Requester program 1 copy; LCD monitor; Operational Environmental conditions: Temperature (+5 to +40) deg celcius ,Relative Humidity ( 4 to < 90)%, Altitude ( 200 to 3000 ) mtrs, Atmospheric Pressure (500 to 800) mmHg ; Power Supply : 230V ± 6% , 50 Hz ± 1 % ; Power cord with 3 round pin top and suitable UPS (Standardised Brands: Leisegang or equivalent or higher) | Set
| Delivery light, Dual ceiling light: Combination of a high intensity illumination with multi-faceted reflector type lamp head (lamp head 1) and a versatile full-featured spot Light type lamp head (lamp head 2); Doubly mounted on a single ceiling track; Lamp head 1: Halogen light source; 4000°K colour temperature; 15” diameter multi-faceted reflector 64,500 Lux (6,000 foot candle output at 39-in/1-m); Lamp head and arm both rotate 540°;Removable, Sterilisable positioning handle; Easy to reach ON/OFF switch; Lamp head 2: Halogen light source; 3500°K colour temperature; 2” diameter Dichronic glass reflector 21,500 Lux (2000 foot candle output at 36-in/914-mm); Lamp head and arm both rotate 540°; Removable, sterilisable positioning handle; Easy to reach On/OFF switch; Operational Environmental conditions: Temperature (+5 to +40) deg Celsius ,Relative Humidity ( 4 to < 90)%, Altitude ( 200 to 3000 ) mtrs, Atmospheric Pressure (500 to 800) mmHg ; Power Supply : 230V ± 6% , 50 Hz ± 1 % ; Power cord with 3 round pin top and 2KVA online UPS | Piece
| Mattress for Obstetric & labour bed compatible with the Obstetric & labour bed (72x28x32). Removable 2 parts mattress with perineal cut out seat section. Polyurethane foam with reduction cover. (Measurement: Upper part with 136 cm in length, 87 cm in breadth and 18 cm thick. Lower Part with 87 cm length, 60 cm breadth and 18 cm thick.) | Piece
| Bed for Gyne Examination and procedures with leg stirrups for lithotomy position and motorised table with the capacity to hold upto 250kg of weight | Set
| Breast pumps (Electric) with variable pressure regulating device, Siliastic cups, on/off switch, reusable containers, silent fan and battery back-up.Power supply: AC 220V- 230V, 50HZ Power cord with round 3 pin top | Piece
| Vaccum extractor for instrunmental delivery with siliconized cups (40 mm, 50 mm, 60 mm) with electric motar and twin bottle. Complete standard set. Power supply: AC 220V- 230V, 50HZ Power cord with round 3 pin top | Set
| Manual vacuum aspiration (MVA) kit, Disposable Vaccum aspirator syringe of 50 ml volume with adaptors and suction cannulas of different sizes (2mm to 12mm size), Made of plastic | Set
| Baby cot cradle with mattress | Set
| Patient warming system with drape warming blankets Fast warm up, Temperature range Low 32', medium 38', and high 40' - 44'C, Multiple mounting options: cart, bedrail, IV pole or floor | Set
| Cryotherapy machine with cervical probe . with connection pipe to CO2 cylinder with adaptors and accessories of different cryoprobes for ectocervix | Set
Gyne Laproscopy for TL - Accessories | Syringe Pump: Flow rage (ml/h), 0.1 - 200 ml/h 10 ml syringe, 0.1 - 300 ml/h, 5 ml to 50 ml syringe, (0.1 ml/h increments), Rapid flow rate 200 - 900 ml/h depending on size of syringe, Accuracy: Within +/-1 to 2%, Alarm: occlusion, near empty, end, system malfunction, syringe disengage, reminder, low battery, Power source: 240 V, 50Hz and power cord with round 3 pin top. Built in battery, Mounting: Pole or bed frame. | Set
| Filshie clip applicator | Piece
Gyne Operating Laproscopy - Consumables | Laparoscopic Monopolar Diathermy cord: Compatible to the hand piece in use | Piece
| Disposable 5mm abdominal trocar | Piece
| Curved dissector with Bipolar cautery 33.2 cm: size 5mm | Piece
| Laproscopic Babcock (10 mm), size 10mm | Piece
| Single clip applicator: Titanium clip mediun for LT 300 (Ethicon) | Piece
| Metal trocar: size 5mm | Piece
| Laproscopic Hook dissector : 5mm diameter shaft length 34 cm | Piece
| Curved dissector with monopolar cautery 33.2 cm, size 5mm | Piece
Kellys pad
| Laparoscopic Bipolar Diathermy cord: Compatible to the hand piece in use | Piece
| Curved scissor with monopolar cautry | Piece
| Grasper with monopolar cautery 33.2 cm, size 5mm | Piece
| Oil for the instruments maintenance | Piece
| Irrigation and suction cannula | Piece
| Metal trocar: size 10mm | Piece
| Lap Myoma screw | Piece
| Uterine elevator hand set | Piece
| Merry lamp forcep: 32.2 cm, 5 mm | Piece
| Claw extractor with monopolar with Ratiched handle 33.2 cm, size 5mm | Piece
| Laparoscopic Aspiration needle: size bigger than 20 Fr. | Piece
| Liga clip: LT 300 | Piece
Instruments | Retractor, Doyens, SS Medium | Piece
| Retractor, Abdominal, Doyens, SS, Large | Piece
| Retractor, Abdominal, Doyens, SS, Small | Piece
| Cervical biopsy forceps Minibite SS | Piece
| Microscissor, 5Fr 355mm | Piece
| Biopsy curette Endocervical SS | Piece
| Speculum, Sims, SS Large | Piece
| Speculum, Sims, SS Medium | Piece
| Speculum, Sims, SS Small | Piece
| Uterine clamp, Shirodkars, SS | Piece
| Clamps, Wartheims, SS Large | Piece
| Clamps, Wartheims, SS Medium | Piece
| Dilator, Hegars, SS, Set of 8 | Set
| Endocervical speculum, Kogans, SS | Piece
| Forceps, Green armitage, Straight SS | Piece
| Forceps, Wrigleys, Obstetric SS | Piece
| Leech cannula, Wilkinsons, SS Large | Piece
| Leech cannula, Wilkinsons, SS Medium | Piece
| Leech cannula, Wilkinsons, SS Small | Piece
| Microsurgical set for tubal recanalization surgery | Set
| Myoma screw, Doyens SS | Piece
| Speculum, Auvards for vaginal hysterectomy, SS | Piece
| Retractor, Richardsons, SS | Piece
| Uterine curette, Double ended, Sharp or blunt with 11.5mm head SS (Medium) | Piece
| Uterine curette, Double ended, Sharp or blunt with 14.5mm head SS (Large) | Piece
| Uterine curette, Double ended, Sharp or blunt with 6.8mm head SS (Small) | Piece
| Umbilical cord clamp cutter: Made of Medical grade material and Stainless steel blades, autoclavable and reusable | Piece
| Ovum forceps, SS 10mm | Piece
| Hysterectomy forceps, Heaney, SS | Piece
| Forceps, Tenaculum, Single toothed, SS | Piece
| Forcep, Vulsellum, Multiple toothed, SS | Piece
| Copper T removal hook | Piece
| Hooked amniotome, SS | Piece
| Wound exploring probe, SS | Piece
| Ovum forceps, SS 20mm | Piece
| Uterine sound, SS | Piece
| Speculum, Bivalve SS Medium | Piece
| Speculum, Bivalve SS Small | Piece
| Speculum, Bivalve SS Large | Piece
| Cervical punch biopsy forceps, SS | Piece
| Biopsy forceps 3Fr 410mm | Piece
| Episiotomy scissor, Blunt tip, SS 6inch | Piece
| Grasping forceps, 5Fr 355mm | Piece
| Biopsy punch forceps 5Fr 340mm | Piece
| Speculum, Bivalve, Size Small, SS | Piece
| Speculum, Bivalve, Size Large, SS | Piece
| Speculum, Bivalve, Size Medium, SS | Piece
| Cervical punch biopsy forceps 10 inches | Piece
| Cord cutting scissor, SS 6inch | Piece
| Amniotome (hooked) ss | Piece
| Uterine curette double ended, sharp or blunt with 11.5mm head size Medium, ss | Piece
| Forceps, ovum, size Small, ss | Piece
| Speculum, cuscos, size Large ss | 1
| Wartheims clamps, size Medium, ss | Piece
| Auvards speculum for vaginal hysterectomy ss | Piece
| Endocervical biopsy curette,ss | Piece
| Dilator, Hegars, set of 8 ss | Set
| Cervical punch biopsy forceps, ss | Piece
| Doyens myoma screw, ss | Piece
| Doyens retractors, size Medium, ss | Piece
| Forceps, obstetric, Wrigleys, ss | Pair
| Cervical biopsy forceps (minibite) ss | Piece
| Retractor, Abdominal, Doyens, SS, Medium | Piece
| Wound exploring probes, ss | Piece
| Heaney hysterectomy forceps, ss | Piece
| Forceps, tenaculum single toothed, ss | Piece
| Speculum, sims, size Large, ss | Piece
| Speculum, sims, size Small, ss | Piece
| Richardsons Retractor, ss | Piece
| Forceps, ovum, size Large, ss | Piece
| Forceps, Green Armitage, straight, ss | Piece
| Forceps, vulsellum multiple toothed, ss | Piece
| Intra Utrine Device (Copper T 380) | Piece
| Kogans endocervical speculum, ss | Piece
| Leech Wilkinsons cannula for HSG, size Large, ss | Piece
| Leech Wilkinsons cannula for HSG, size Medium, ss | Piece
| Leech Wilkinsons cannula for HSG, size Small, ss | Piece
| Scissor, Cord cutting, size 6 inch, ss | Piece
| Scissor, episiotomy, Blunt tip, size 6 inches, ss | Piece
| Speculum, cuscos, size: Small, ss | Piece
| Speculum, cuscos, size Medium, ss | 1
| Uterine curette double ended, sharp or blunt with 14.5mm head size Large, ss | Piece
| Uterine curette double ended, sharp or blunt with 6.8mm head size Small , ss | Piece
| Uterine sound, ss | Piece
| Wartheims clamps, size Large , ss | Piece
| CuT (Intra Utrine Device IUD) removable, hook | Piece
| Shirodkars uterine clamp, ss | Piece
Laparoscopy | Laproscopic Medical Monitor: Power supply 220-240v, 50Hz. Suitable Voltage stabilizer. Power cord with round 3 pin plug top | Piece
| Laproscopic Light source: compatible to the above light source | Piece
| Laproscope lens: 30 degree,10 mm | Piece
| Laproscopic CO2 insufflator: Power supply 220-240v, 50Hz. Power cord with round 3 pin plug top | Piece
| Laproscope lens : 0 degree 10mm | Piece
| Light source, Laproscope compatible to the existing light source | Piece
| Medical monitor, Laproscope | Piece
Consumables
Equipment
| Laproscopic camera unit: flat screen, 18 inches | Piece
| Laproscopic camera 3 chips high definition: Power supply 220-240v, 50Hz. Suitable Voltage stabilizer. Power cord with round 3 pin plug top | Piece
| Laproscopic Light cable: 0 degree,10 mm | Piece
| Power Morcellator with hand set | Set
Laparoscopy instrument | Laparoscopic diathermy cord, Bipolar compatible to the hand piece in use | Piece
| Myoma screw, Laproscopic | Piece
| Dissector, Curved with monopolar cautery 33.2cm, Size 5mm | �Piece
| Dissector, Curved with Bipolar cautery 33.2cm, Size 5mm | Piece
| Cleaning brush, Size 16mm | Piece
| Titanium clip, Single clip applicator, Medium | Piece
| Hook dissector, Laproscopic 5mm diameter, shaft length 34cm | Piece
| Uterine elevator hand set | Set
| Laparoscopic diathermy cord, Monopolar compatible to the hand piece in use | Piece
| Claw extractor, Monopolar with Ratched handle 33.2cm, Size 5mm | Piece
| Forceps, Maryland 32.2cm, Size 5mm | Piece
| Laproscopic babcock, Size 10mm | Piece
| Grasper with monopolar cautery 33.2cm, Size 5mm | Piece
Laproscopy - Accessories | Light source for laparoscopy | Piece
| LCD monitor, Laparoscope | set
| CO2 cylinder B type | Piece
| Camera, 3 chips, High definition, Laproscope | Piece
| CO2 regulator for B-type cylinder | Piece
| CO2 regulator for D-type cylinder | Piece
| CO2 cylinder D type | Piece
| High pressure Hose (CO2), connection length 10m | Piece
| Power morcellator with hand set | Piece
| Light cable, Laparoscope 10mm compatible to the existing light source | Piece
| Lens, Laparoscope 30o 10mm | Piece
| Carbon disoxide insufflator, Laproscope: Flow upto 40LPM | Piece
Leep Accessories | LOOP Electrode for LEEP size: W1 (15 mm), W2 (20 mm), size W3 (25 mm), Endocervical electrodes F2-8mm & Ball electrode 4 inch long W18 - 5mm | Set
| Ferric Subsulfate solution for hemostasis (Monsel), 500ml | Jar
| LEEP Cautery (Patient) plate for Machine | Piece
| LEEP Smoke evacuation vaginal speculum : standard 835-5355 stamless | Piece
| LEEP Smoke evacuation vaginal speculum : Large 835-5355 stamless | Piece
| LEEP Patient cable (Hand held piece) | Piece

## Haemodialysis
Category | Item Name | Pack Size
Accessories | Accessories for Reverse Osmosis, Portable (AQUAWTU) | Heading
| Filter cartridge GX20 20'' 20µm (Article 6327331) | Piece
| Test kit, Chlorine | Kit
| Resin and Charcoal | 20Kg
| RO membrane (Cat# 6327661) | Piece
| Filter cartridge GX10 9 3/4'' 10µm (Article 6308801) | Piece
| Filter cartridge GAC5 9 3/4'' 5µm + activated carbon (Article 6321551) | Piece
| Coated sand | Kg
| Resin | Kg
| Chlorine (NaOCL), 7% purity | 3L
| Sodium metabisulphate, 100% concentration | 3L
| Antiscalant, 100% purity | 3L
| Accessories and Consumables for RO system, Metcon | Heading
| Anthracite, 4-6mm | Kg
| Activated carbon | Kg
| Cartridge filter, 5 micron, 2.5inch diameter, 20inch length | Piece
| Cartridge filter, 5 micron, 2.5inch diameter, 30inch length | Piece
| Coated sand | Kg
| Sodium hydroxide, 100% concentration | 3L
| Cartridge filter, 0.2 micron 2.5inch diamter, 20inch length | Piece
| RO membrane, 4inch diameter, 40inch length | Piece
| Cartridge filter, 1 micron 2.5inch diameter, 20inch length | Piece
| Cartridge filter, 5 micron, 4inch diameter, 10inch length | Piece
Consumables | HD catheter (pediatric sizes) Straight and curved Double lumen, non cuffed, 11.5x13cm | Set
| Dialyzer polysulfone F7 compatible to dialysis machine | Piece
| Catheters Pediatric Permacath 28cm (10F) - Covidien | Set
| Dialysis catheter set, Peritoneal, Adult compatible with existing peritoneal dialysis machine | Set
| Dialyzer polysulfone F4 compatible to dialysis machine | Piece
| Twist lock ISO fitting (MPC-45) dialyzer blood port cap | Piece
| Pediatric catheters Permacath 8x28cm | Set
| Paediatric Catheter staggered tip without side holes, Permanent 14.5 Fr Dual Lumen Catheter, Insertion Length 13 cm | Set
| BiPAP mask, Full face, Soft cushion with proper seal, Head strap compatible with BiPAP machine, Size: Medium | Piece
| HD catheter (pediatric sizes) Straight and curved Double lumen, non cuffed, 8x12cm | Set
| HD catheter (pediatric sizes) Straight and curved Double lumen, non cuffed, 8x9cm | Set
| Polyethersulfone filter, Hollow fiber compatible with Surdial 55 Haemodialysis System | Piece
| Dialyzer polysulfone F3 compatible to dialysis machine | Piece
| Bibag for 5008S fresenius make Haemodialysis machine | Piece
| Blood line set with bubble catcher with filter 8mm for 5008S Fresenius haemodialysis machine | Piece
| HD catheter (pediatric sizes) Straight and curved Double lumen, non cuffed, 10x12cm | Set
| Cold sterilant for dialyzer reprocessing containing hydrogen peroxide and peracetic acid | 5L
| Contact disinfectant spray (Alcohol/Benzalkonium/Clorophene/O-Phenylphenol) | 250mL
| Consumables for 5008S haemodialysis machine | Heading
| Disinfectant containing citric acid, malic acid and lactic acid (heat disinfectant) OR Per-acetic acid, hydrogen peroxide (cold disinfectant); Diameter of the cap of the jerry can, 5cm | 5L
| Bag filter compatible with existing reverse osmosis system | Piece
| Peritoneal dialysis Catethers 31cm swan neck double cuff Tenchkoff | Set
| Formaldehyde/formaline 37- 41% | 500mL
| Peritoneal dialysis Catethers 37.5cm swan neck double cuff Tenchkoff | Set
| AV Fistula needle 16G | Pair
| Blood line set with bubble catcher with filter 8mm | Set
| Dialyzer polysulfone F5 compatible to dialysis machine | Piece
| Double lumen catheter, Haemodialysis, Non-implantable, Jugular set 13.5 or 14.5cm, 11.5F with 18G introducer needle 1 no., injection cap 1 no. | Set
| Dialysate pyrogen filter, Haemodialysis system: Compatible with Nipro Surdial 55 Plus Haemodialysis machine | Piece
| 5008S (AV-Set ONLINEplus 5008-R) | Piece
| Catheter staggered tip without side holes, Permanent 14.5Fr, 4.5mm x 19.5cm | Set
| Catheter staggered tip without side holes, Permanent 14.5Fr, 4.5mm x 24cm | Set
| Residual peroxide test strip for quantitative measure of disinfectant concentration after rinse out | 100/Pkt
| Double lumen catheter, Haemodialysis, Non-implantable, Subclavian set with wings 15cm, 11.5F (Flexible guide wire 1 no., Catheter with wings 1 no., 12F dilator 1 no., 18G Introducer needle 1 no., Injection cap 1 no.) | Set
| Double lumen catheter, Haemodialysis, Non-implantable, Jugular set 13.5 or 14.5cm, 11F (3.7mm) with 18G introducer needle 1 no., Injection cap 1 no. | Set
| Double lumen catheter, Haemodialysis, Non-implantable, Femoral set 19.5cm, 11.5F (Flexible guide wire 1 no., Catheter with wings 1 no., 12F dilator 1no., 18G Introducer needle 1 no., Injection cap 1 no.) | Set
| Dialyzer cap, Rubber | Piece
| Peritoneal Dialysis transfer set, compatible with Peritoneal Dialysis machine | Set
| Haemodialysis machine, Power supply: AC 220V- 230V, 50HZ Power cord with round 3 pin top and suitable UPS | Set
| DLC Jugular 13.5 or 14.5 cm.11F (3.7 mm) x 15 cm, with 18G introducer needle 1no, injection cap 1no | Set
| Port cap (Dialyzer cap -rubber) | Piece
| Tegaderm (6 cm X 7cm), Sterile (Transparent film dressing, frame style) | Piece
| AMSD- 650 Dialyzer [Gamma sterlized] | Piece
| Twist lock ISO fitting [MPC-45] dialyzer blood port cap | Piece
| Electronic weighing scale,capacity 100 kg [DIGITAL] | Piece
| Stainless Steel dressing tray with cover, size: medium | Piece
| Stainless Steel dressing tray with cover, size: small | Piece
| Peritoneal Dialysis Catheter set (Adult), compatible with Peritoneal Dialysis machine | Set
| AV Fistula needle 15G | Piece
| Filter 5μ compatible with existing reverse osmosis system | Piece
| Residual test kit for quantitative measure of disinfectant concentration after rinse out | Strip
| Tegederm 15cmx20cm, Sterile (Transparent film dressing, frame style) | Piece
| DLC Femoral 19.5 cm, 11.5F (flexible guide wire 1no, Catheter with wings 1 no, 12f dilator 1no, 18G Introducer needle 1no, Injection cap 1no.) | Set
| Frekaderm spray 250 ml | Piece
| Dialyzer Polysulfone F7, compatible to Dialysis Machine | Piece
| Syringe 50 ml (disposable) | Piece
| Tran spore 1.25cm X 9.1m | Roll
| Transducer A/V pressure monitor compatible with Dialysis machine | Piece
| Reverse Osmosis (RO) Water Hardness testing kit | Piece
| Tranpore 0.5 inch | Roll
| Frekaderm spray 500ml | Piece
| Leukopore 5cm X 9.14 m | Roll
| Leukopore 2.5cm X 9.14m | Roll
| Dialyzer Polysulfone F6, compatible to Dialysis Machine | Piece
| 5 micron filter compatible with R/O machine | Piece
| AV Fistula needle (16G X 1) | Piece
| Blood line with bubble catcherpart No.N-A00/V003 with filter 8mm | Set
| Dialyzer Polysulfone F5, compatible to Dialysis Machine | Piece
| Diasafe filter plus, compatible with Dialysis machine | Piece
| DLC Subclavian set with wings 16cm, 11.5F (flexible guide wire 1no, Catheter with wings 1 no, 12F dilator 1no, 18G Introducer needle 1no, Injection cap 1no.) | Set
| AV Fistula needle 15G | Pair
| Double Lumen Catheter (DLC) Jugular 13.5 or 14.5 cm.11.5F, with 18G introducer needle 1no, injection cap 1no | Set
| Transducer A/V pressure monitor compatible with dialysis machine | Piece
| Filter 1 micron compatible with reverse osmosis system | Piece
| Dialyzer polysulfone F6 compatible to dialysis machine | Piece
| Water hardness testing kit, Reverse osmosis | Piece
| Dialysis transfer set, Peritoneal compatible with peritoneal dialysis machine | Set
| Dialysate Pyrogen Filter compatible with 4008S Haemodialysis System | Piece
Equipment | Hemodialysis Machine: High end with advanced (HDF) therapy system. Operation condition: Blood pump flow range: 30-600 ml/min. Dialysate flow: 100-1000 ml/min. Dialysate flow selection mode: Manual, eco flow, auto flow. Must have emergency button. Substitution mode: Manual or automatic (AutoSub plus). Substitution rate and target substitution volume must be settable in volume control mode. Substitution fluid flow range: 0-200 ml/min (0-1.2 L/h). Electrolyte concentration adjustment: Pre-selected concentrates of Na and HCO3 in mmol/L. Substitution fluid delivery option: Pre dilution, Post dilution and mixed dilution. Must include online priming, rinsing and IV bolus with fully automated procedure for bag free saline rinse and substitution solutions. Should have 2 ultra-filters with integrity pressure test ultra-filters. Must include online clearance monitor (OCM), Blood volume monitoring (BVM), Blood pressure Monitoring (BPM), Blood temperature monitoring (BTM). Must include alarm and information signals for blood circuit leakage, pressure alarms, dialysate compositions and pressure test failures. Must include advanced safety features like early detection of bleeding by dynamic pressure monitoring (DPM) and leakage sensors on hydraulic circuits. Must have touch screen operation and ergonomics design. Water inlet pressure: 1.5 to 6 bar, water inflow temperature: 5 to 30 degree Celsius, water inflow rate 1.3l/min, water drain 0 to 100 cm above the ground, temperature at water drain max 95 degree Celsius, concentration supply: 0 to 100 mbar, central delivery system: pressure: 0 to 500 mbar, temp: 15 to 35 degree Celsius, flow max: 30 ml/min, operation temperature range: 15 to 35 degree, degree of protection class 1 and type B, inbuilt battery that will last for 20-30 minutes in case of power failure, arterial pressure monitoring: display range: 300 mmHg to +280mmhg, accuracy ±10 mmHg, resolution 20 mmHg, venous pressure monitoring display range 60mmHg to +520 mmHg, accuracy ±10mmHg, resolution 20 mmHg, arterial blood pump: blood flow range 15 to 600mL/min in 8 mm blood line system, accuracy ±10%,air bubble detector by ultrasound transmission with additional optional monitoring in venous clamp, Heparin pump: delivery range 0 to 10L/h, bolus function max.5 mL per bolus, syringe size 20mL, single needle with 2 blood pumps and 1 substitute pump, internal pressure control, central delivery system for acid conc: supply pressure 0 to 100mbar, acid concentration dialysis fluid conductivity: range 12.8 to 15.7 mS/cm, accuracy ±0.1 mS/cm, acid concentration dialysis fluid: default mixing ratio 1 +34 with other options like 1+35 (26), range 125 to 150 mmol/L bicarbonate with option to use solid bicarbonate directly, ultrafiltration: UF rate 0 ml/h to 4000ml/h, accuracy ±1%, allowed dialyzer UF factor unlimited, blood leak detector: sensitivity ≤0.5mL blood per min, fluid filter balancing accuracy ±0.1%, disinfection and cleaning: rinse temp. 37 degree/600ml/min, hot rinse 84 deg.450mL/min, integrated hot rinse 84 deg./450mL/min, Certification; CE,FDA,ISO,IEC or equivalent standards, operational environmental condition; temp: 5-40 degree, relative humidity: 4-90%, altitude;200-3000m above sea level, atmospheric pressure 500-800mmHg, 3 pin plug, A/C power 230-240v, frequency 50/60Hz, online UPS backup for 30min and stabilizer. Installation and after sale service will be given priority. In depth application training to user and in depth technical training to technician. Warranty of 1 year. (Standardized brand: Fresenius Medical Care or equivalent or higher) | Set
| Reverse osmosis water purification system:Fixed RO system with pure water capacity of 1000 LPH; Purity of water treated should be as per AAMI standard of water for hemodialysis; double phase system, full automatic system having characteristics of auto back wash system, auto regeneration, heat disinfection system stainless steel (grade 316); water tank (transparent) for water storage with water level controller, outlet valves and easy cleaning provisions, tank should be conical bottom with stand, feed pump with adjustable pressure and level float sensor, the tank must have de-aeration valve & drain facility at the bottom, so that complete water could be drained out. It should have an air tight lid; the system should comprise of pre treatment modules such as sand filter, activated carbon filter, water softener, 5 micron particulate filter before the reverse osmosis unit and post reverse osmosis UV light Disinfection and Bacterial Filters (0.25 micron) Endotoxin retention filter is necessary / desirable for yielding high purity water; the entire unit should have adequate monitoring permeate water conductivity,feed water pressure and permeate and rejection flow rate; all pipelines after reverse osmosis system should be stainless steel (grade 316) or medical grade PVC; all valves joints & connectors also should be of the same material; bends & blind loops must be avoided; should provide operation and service manual, should provide list of fast moving spare parts along with specification, should assure supply of spare parts during warranty and post sale service.Power Supply: Three phase supply as per Bhutan standard | Set
| Hemodialysis Machine for Pediatric: High end with advanced (HDF) therapy system and CRRT system, BCM-Body Composition Monitor: bioimpedance spectroscopy to define dry weight and V; validated for children with a body weight of ≥11 kg. Operation condition: Blood pump flow range: 30-100 ml/min. Dialysate flow: 30-1000 ml/min. Dialysate flow selection mode: Manual, eco flow, auto flow. Must have an emergency button. Substitution mode: Manual or automatic (AutoSub plus). Substitution rate and target substitution volume must be settable in volume control mode. Substitution fluid flow range: 0-200 ml/min (0-1.2 L/h). Electrolyte concentration adjustment: Pre-selected concentrates of Na and HCO3 in mmol/L. Substitution fluid delivery option: Pre dilution, Post dilution and mixed dilution. Must include online priming, rinsing and IV bolus with fully automated procedure for bag free saline rinse and substitution solutions. Should have 2 ultra-filters with integrity pressure test ultra-filters. Must include online clearance monitor (OCM), Blood volume monitoring (BVM), Blood pressure Monitoring (BPM), Blood temperature monitoring (BTM). Must include alarm and information signals for blood circuit leakage, pressure alarms, dialysate compositions and pressure test failures. Must include advanced safety features like early detection of bleeding by dynamic pressure monitoring (DPM) and leakage sensors on hydraulic circuits. Must have touch screen operation and ergonomics design. Reinfusion volume to be chosen within the range of 60 - 480 ml. Ultrafiltration rate to be limited until max. 1500ml/h. Heparin rate to be set within the range of 0.5-10 ml/h. Water inlet pressure: 1.5 to 6 bar, water inflow temperature: 5 to 30 degree Celsius, water inflow rate 1.3l/min, water drain 0 to 100 cm above the ground, temperature at water drain max 95 degree Celsius, concentration supply: 0 to 100 mbar, central delivery system: pressure: 0 to 500 mbar, temp: 15 to 35 degree Celsius, flow max: 30 ml/min, operation temperature range: 15 to 35 degree, degree of protection class 1 and type B, inbuilt battery that will last for 20-30 minutes in case of power failure, arterial pressure monitoring: display range: 300 mmHg to +280 mmhg, accuracy ±10 mmHg, resolution 20 mmHg, venous pressure monitoring display range 60mmHg to +520 mmHg, accuracy ±10mmHg, resolution 20 mmHg, arterial blood pump: blood flow range 15 to 600mL/min in 8 mm bloodline system, accuracy ±10%, air bubble detector by ultrasound transmission with additional optional monitoring in venous clamp, Heparin pump: delivery range 0 to 10L/h, bolus function max.5 mL per bolus, syringe size 20mL, single needle with 2 blood pumps and 1 substitute pump with pediatric pump segment, internal pressure control, central delivery system for acid conc: supply pressure 0 to 100 mbar, acid concentration dialysis fluid conductivity: range 12.8 to 15.7 mS/cm, accuracy ±0.1 mS/cm, acid concentration dialysis fluid: default mixing ratio 1 +34 with other options like 1+35 (26), range 125 to 150 mmol/L bicarbonate with option to use solid bicarbonate directly, allowed dialyzer UF factor unlimited, blood leak detector: sensitivity ≤0.5mL blood per min, fluid filter balancing accuracy ±0.1%, disinfection and cleaning: rinse temp. 37 degree/600ml/min, hot rinse 84 deg.450mL/min, integrated hot rinse 84 deg./450mL/min, Certification; CE,FDA,ISO,IEC or equivalent standards, operational environmental condition; temp: 5-40 degree, relative humidity: 4-90%, altitude;200-3000m above sea level, atmospheric pressure 500-800mmHg, 3 pin plug, A/C power 230-240v, frequency 50/60Hz, online UPS backup for 30 min and stabilizer. Installation and after-sale service will be given priority. In depth application training to users and in depth technical training to technicians. Warranty of 1 year. | Set
| Dialyser reprocessing system, Automated: Able to clean both high flux and low flux dialyzers and haemodiafilters; Safe for cellulose based and synthetic membranes; Facility to test residual volume and membrane integrity; Facility to test fibre leakage; Testing of total cell volume (TCB), Facility to automatic disinfect and dialysis membranes; Test blood port connections and dialyzer header caps for proper fitment; Avg. water flow of 1-3L/min and pressure 20-55 psi; Accessories: Test strips (500 nos.) (Standardised Brands: Renatron) | Set
| Haemodialysis system: High end operation condition: Should have sodium, bicarbonate and UF profiling; Water inlet pressure 1.5 - 6 bar; Water inflow temperature 5 to 30°C; Water inflow rate 1.3L/min; Water drain 0 - 100cm above the ground; Temperature at water drain max 95°C; Concentration supply 0-100 mbar; Central delivery system: pressure 0 - 500 mbar; Temp 15 to 35°C, Flow max 30mL/min, Degree of protection class 1 and type B, Inbuilt battery; Arterial pressure monitoring: Display range 300mmHg to +280mmhg, Accuracy ±10 mmHg, Resolution 20mmHg; Venous pressure monitoring: Display range 60mmHg to +520 mmHg, Accuracy ±10mmHg, Resolution 20 mmHg; Arterial blood pump: Blood flow range 15 to 600mL/min in 8 mm blood line system, Accuracy ±10%, Air bubble detector by ultrasound transmission with additional optional monitoring in venous clamp; Heparin pump: Delivery range 0 to 10L/h, Bolous function max. 5mL per bolous, Syringe size 20mL, Single needle with 2 blood pumps, internal pressure control, blood pressure monitor, central delivery system for acid concentration: supply pressure 0 to 100mbar, acid concentration dialysis fluid conductivity: range 12.8 to 15.7mS/cm, Accuracy ± 0.1mS/cm, Acid concentration dialysis fluid: Default mixing ratio 1 +34, range 125 to 150mmol/L bicarbonate; Ultrafiltration: UF rate 0mL/h to 4000mL/h, Accuracy ±1%, Allowed dialyser UF factor unlimited, Blood leak detector: Sensitivity ≤0.5mL blood/min, Fluid filter balancing accuracy ±0.1%, Disinfection and cleaning: Rinse temp. 37°/600mL/min; Hot rinse 84°/450mL/min, Integrated hot rinse 84°/450mL/min; Power supply 230-240V, 50/60Hz, Power cord with 3 round pin top; Online UPS backup for 30min and stabilizer (Standardised Brands: Fresenius Medical Care and Bellco) | Set
| Haemodialysis chair with adjustable foot rest, Electric: Safe working load with minimum 180kg; One touch emergency trendelenberg position in less than 15 sec.; Removable arm rest; Power height adjustable; Central locking brake; Removable non porous upholstery; Compact foot print; Foldout tray | Set
| Syringe 20 ml for heparin pump (disposible) | Piece
| Infusion Line set (i/v set) | Set
| Micro shield hand rub 250 ml | Piece
| Micron filter compatible | Piece
| Micropore 1 inch (2.5 cm x 9.14 m) | Roll
| Renalin residual testing kit (strips) | Set
| Haemodialysis system: High end operation condition: Should have sodium, bicarbonate and UF profiling; Water inlet pressure 1.5 - 6 bar; Water inflow temperature 5 to 30°C; Water inflow rate 1.3L/min; Water drain 0 - 50 cm above the ground; Temperature at water drain max 95°C; Concentration supply 0-100 mbar; Central delivery system: pressure 0 - 500 mbar; Temp 15 to 35°C, Flow max 30mL/min, Degree of protection class 1 and type B, Inbuilt battery; Arterial pressure monitoring: Display range 300mmHg to +280mmhg, Accuracy ±10 mmHg, Resolution 20mmHg; Venous pressure monitoring: Display range 60mmHg to +520 mmHg, Accuracy ±10mmHg, Resolution 20 mmHg; Arterial blood pump: Blood flow range 15 to 600mL/min in 8 mm blood line system, Accuracy ±10%, Air bubble detector by ultrasound transmission with additional optional monitoring in venous clamp; Heparin pump: Delivery range 0 to 10L/h, Bolous function max. 5mL per bolous, Syringe size 20mL, internal pressure control, blood pressure monitor, central delivery system for acid concentration: supply pressure 0 to 100mbar, acid concentration dialysis fluid conductivity: range 12.8 to 15.7mS/cm, Accuracy ± 0.1mS/cm, Acid concentration dialysis fluid: Default mixing ratio 1 +34, range 125 to 150mmol/L bicarbonate; Ultrafiltration: UF rate 0mL/h to 4000mL/h, Accuracy ±1%, Allowed dialyser UF factor unlimited, Blood leak detector: Sensitivity ≤0.5mL blood/min, Fluid filter balancing accuracy ±0.1%, Disinfection and cleaning: Rinse temp. 37°/600mL/min; Hot rinse 84°/450mL/min, Integrated hot rinse 84°/450mL/min; Power supply 220-240V, 50Hz; Power cord with 3 round pin top , 2kVA Online UPS backup for 1 hour (Standardised Brands: Fresenius Medical Care and Bellco or Equivalent or Higher) | Set
| Concentrate mixing system, Haemodialysis: Concentrate mixer for preparation of dialysis solution (PART B) with complete set (Standardised Brands: Fresenius Medical Care) | Set
| Reverse osmosis water purification system, Automatic: Water treatment system that can produce AMMI standard permeate water | Set

## ICU
Category | Item Name | Pack Size
Accessories | Accessories for ventilator, portable, Resmed brand 150/ 200 | Heading
| Patient monitor (Model: BeneVision N17) (Mindray) | Set
| Patient monitor (Model: iPM 12) (Mindray) | Set
| Nasal Cannular medium size | Piece
| Inline filter, Proximal, Reusable, Adult | Piece
| Polyhesive, adult patient return electrode, >30lbs(>13.6kg), defibrillator pacing, monitoring, cardioversion, compatible with existing defibrillator (mindry) machine. REF E7507 | Piece
| Wall-mount stand for T5 Beneview patient monitor | Piece
| Insperation filter | Piece
| Accessories for patient monitor, Anyview A8 (Biolight) | Heading
| Exhalation valve drive tubing, Reusable, Adult | Piece
| Pressure tubing, Proximal, Reusable, Adult | Piece
| Experiatory filter | Piece
| Humidifier chamber, Adult, Reusable, Fisher & Paykel Healthcare ( MR 810) | Piece
| SpO2 cable, Adult compatible with patient monitor (Mindray) | Piece
| Transducer set, Closed loop, Disposable: Flush device: Continuous flush rate of 3mL/hr at 300 mmHg; Quick flush rate of > 2mL/s; Pressure measurement range: 50~300mmHg; Connector standard lock connector compatible with T5 beneview and iMEC 12 | Set
| SpO2 cable, Adult with sensor | Set
| Oxygen inlate kit | Piece
| ECG lead cable, Adult compatible with Model: Anyview A8 (patient monitor) | Piece
| Accessories for ventilator, MEK ICS,MB2000,(EV05) | Heading
| Temperature probe with cable | Set
| Insperation filter | Piece
| ECG cable with lead wire, Adult | Set
PB 840 ventilator
| NIBP tubing, Reusable, Adult with NIBP cuff | Set
| Inspiratory bacterial filter, Adult (Part No.4-074600.00) | Piece
| Accessories for ventilator, portable, PB-560 | Heading
| Breathing circuit with exhalation valve, Adult | Set
| Insperation filter | Piece
| Breathing circuit with exhalation valve, Peadiatric | Set
| Temperature probe with extension cable-skin surface: Reusable, Adult; Probe: MR411, MR412; Oesophageal/ rectal/skin; Water trap | Piece
| Accessories for high flow nasal cannula, Airvo 2 | Heading
| Accessories for ventilator, portable, mindiray VS300 | Heading
| Transducer set, Closed loop, Disposable: Flush device: Continuous flush rate of 3mL/hr at 300mmHg; Quick flush rate of >2mL/s; Pressure measurement range: 50~300mmHg; Connector standard lock connector | Piece
| Oxygen flow sensor, Reusable, Adult | Piece
| Nasal cannula prong, Adult, Reusable (MR 880 & MR 850) | Piece
| Dust Filter | Piece
| Disinfection tube with filter, Reusable | Piece
| Accessories for ventilator, portable, HT 70 Plus | Heading
| Accessories for ventilator, portable, HT 70 Plus | Heading
| Inline filter, Proximal, Reusable, Adult | Piece
| Multifunction electrode pads, adult, defibrillator pacing, monitoring, cardioversion, compatible with existing defibrillator (Phillips) machine. M3713A | Piece
| Airway flow sensor, Reusable, Adult (SEN3420A) | Piece
| Inline filter, Proximal, Reusable, Adult | Piece
| Breathing circuit, Reusable, Adult | Set
| Pressure tubing, Proximal, Reusable, Adult | Piece
| Breathing circuit, Reusable, Adult | Piece
| Exhalation valve drive tubing, Reusable, Adult | Piece
| Water chamber with adapter fitted, Adult, Reusable (MR 290) | Piece
| Exhalation valve drive tubing, Reusable, Adult | Piece
| Breathing tube, Heated, Adult, Reusable with water chamber adapter fitted adult. | Set
| Tracheostomy interphase, direct connection | Piece
Patient Monitor (T5 Beneview and iMEC 12)
| Breathing circuit, disposable, Adult | Piece
| SpO2 cable, compatible with Patient Monitor model Model: iPM 12 (Mindray) | Piece
| Arterial line cable, adult compatible with BeneVision N17 patient monitor | Piece
PB 840 ventilator
| ECG 3 lead wire with 12-pins trunk cables, Long electrode cable sets (red, yellow & green). Type- Clip & snap, Compatible: IEC & AHA. Model-EL 6302A, EL 6304A & EL6301A, El6302B. Patient category: Adult | Set
| Expiratory bacterial filter with collector vials (re/x800), Adult (Part no. 4-074647.00) | Set
| Endotracheal tube, Micro-cuffed, Subglottic suction with polyurethane cuff material and self-control valve for saline instillation and suctioning for anti-clogging 7.5mm | Piece
| Inspiratory bacterial filter, Adult (Part No.4-074600.00) | Piece
| ECG lead cable, Adult compatible with patient monitor (Mindray) | Piece
| SpO2 cable, Adult compatible with Philips Intellivue MP-60 | Set
| ECG cable, Adult compatible with Philips Intellivue MP-60 | Set
| SpO2 cable, Adult compatible with patient monitor (Mindray) | Piece
SPO2 sensors with extension cable sets (finger type and ear type): SPO2 sensor with 7-pins. MPM SPO2 module: Type-reusable. Module: 512D, 512E, 512F. Patient category: adult, supply with finger type, ear clip sensor.
| ECG lead cables 3 lead for Neonate compatible with patient monitor (Mindray) | Piece
| Patient monitor (Model: Anyview A8; Guangdong Biolight Meditech Co. Ltd.) | Set
| ECG lead cables 3 lead for Adult compatible with patient monitor (Mindray) | Piece
| ECG lead cable, compatible with Patient Monitor model Model: iPM 12 (Mindray) | Piece
| Dryline water Tap with sampling line (adult and neonate) for the AGS module | Piece
| ECG lead cables 3 lead for Pediatirc compatible with patient monitor (Mindray) | Piece
| NIBP tubing, Reusable, Adult | Piece
| NIBP cuff, 33 to 47cm, Adult, Reusable | Piece
| Test lung, Adult ( Deluxe ADT WHI ) | Piece
| Expiratory bacterial filter for 760 PB ventilator; Reusable (Re/X700) (G-060525-00) | Piece
| SpO2 probe, Adult compatible with Beneview monitor T8 | Set
| ECG lead cable, Adult compatible with Beneview monitor T8 | Set
| ECG lead cable, Adult compatible with Philips Intellivue monitor | Set
| ---- Aeroneb professional nebulizer system, Reusable: Nebulizer with filler cap (Silicone plug), Adult T-piece with silicone plug connectable to standard patient breathing circuits(22mm), AC/DC adapter, Control module cable (Replaceable), Universal mounting bracket and equipment mount adapter | Set
| SpO2 cable, Adult compatible with Model: Anyview A8 (patient monitor) | Piece
| SpO2 probe, Adult compatible with Philips Intellivue monitor | Set
Consumables | Peripheral I.V Catheter, Radial Artery : 22 G, length 25mm, catheter external diameter 0.9mm, flow 38ml/min, peripheral I.V catheter without wings, made of polyurethane and latex free, radiopaque biocompatible catheter material. Packed individually in sterile peel-back blister pack.it has to be kink resistance to ensure an optimum flow rate. luer lock compatible for secure connections, disposable. | Set
| ---- Closed suction system, Turbo with dynamic valve and isolated cleaning chamber with twin peep seal for normal intubated patient 12Fr | Piece
| Bite blocks for intubated patient to prevent from biting endotracheal tube (ET) | Piece
| ---- Closed suction system, Turbo with dynamic valve and isolated cleaning chamber with twin peep seal for normal intubated patient 6Fr | Piece
| Kendall SCD tubing set (2 nos. in 1 set) | Set
| ---- Hemodialysis set, Triple lumen, Straight 12Fr, 18cm, Adult: Consisting of 1 radio opaque indwelling catheter with injection site caps, 1 guidewire with advancer, 1 11inch scapel blade, 2 vessel dialators, 1 introducer needle, 1 5ml hollow syringe, 2 heparin locks, 1 mersilk sutire with curve needle, 1 surgical drape, 1 IV dressing and 5 gauze swab | Set
| ---- Closed suction system, Turbo with dynamic valve and isolated cleaning chamber with twin peep seal for normal intubated patient 10Fr | Piece
| Mucus extractor, adult with two suction catheter, size: 14 fr | Piece
| ---- Closed suction system, Turbo with dynamic valve and isolated cleaning chamber with twin peep seal for normal intubated patient 8Fr | Piece
| BiPAP mask, Full face, Soft cushion with proper seal, Head strap compatible with BiPAP machine, Size: Medium | Piece
| Tracheostomy close suction tube, adult | Piece
| Endotrachial tube holsder with fits air way device size more then 7 (inner diameter),21mm (outer diameter, matrial PPE( mouth), EPE (foam),nylon strap, latex free, reusable. | Set
| Closed suction system, Turbo with dynamic valve and isolated cleaning chamber with twin peep seal for normal intubated patient 14Fr | Piece
| Closed suction system, Turbo | Header section
| Catheter, Mini-bronchoalveolar lavage (Mini-BAL) with directional tip to left and right lung for sampling of lower lung; With separate mucus extractor container 13Fr | Piece
| Endotracheal tube, Micro-cuffed, Subglottic suction with polyurethane cuff material and self-control valve for saline instillation and suctioning for anti-clogging 8.5mm | Piece
| Urine drainage bag, Disposable with preconnected urine meter for hourly measuring of urine in critical care settings; Sterile; Adult, 400cc meter capacity, 2600mL urine bag | Piece
| Endotracheal tube, Micro-cuffed, Subglottic suction with polyurethane cuff material and self-control valve for saline instillation and suctioning for anti-clogging 7.0mm | Piece
| Suction brush with handle Yankuer: Single molded silicon brush; Separate detachable with On/Off button for single molded brush; Oral care Yankeur suction system with PEEP seal | Piece
| Closed suction system, Turbo with dynamic valve and isolated cleaning chamber with twin peep seal for normal intubated patient 18Fr | Piece
| Closed suction system, Turbo with dynamic valve and isolated cleaning chamber with twin peep seal for normal intubated patient 16Fr | Piece
Bite blocks
Consumables for EPOC, Arterial blood gas analyzer
Smoothbore circuits
Neubilizer mask kits
| Oxygen face masks (Heading only) | Heading
| Sleeves for Sequential compression device (Heading only) | Headings
| Suction catheter, Closed system with MDI port (Heading only) | Header section
Intra-arterial catheters and central lines
Endotracheal tubes, Cuffed with subglottic suction
| Breathing System Filters for ICU Ventilator (Heading only) | Heading
Accessories
| Thermal printing paper 40mm x 17m | Roll
| Cartridge (Test card) | 50/pkt
| Control fluid (Ampoules) | 10/pkt
| Sleeves, Knee length, Medium | piece
| Oxygen nasal prong with 2m tubing, Neonate | Piece
| HMEF with bacterial and viral Filter for ICU (Adult) 100% bacterial/viral efficiency, HME membrane with CO2 port, 22M/15F ISO connectors (single use) | Pieces
| PVC circuit, Smoothbore, Sterile/Disposable 22mm, standard Y-piece with port, 22M/15F patient connections, inspiratory line 160cm with adult water trap, expiratory line 160cm with adult water trap, extra limb 100cm, 22-22F ventilator connections; Size Adult | Set
| Catheter mount, Disposable 15mm I.D./22mm O.D.; Connector to fit ET tube or tracheostomy tube and ventillator circuit, suction and gas sampling port at the elbow, main limb should be collapsible, corrugated tube | Set
| Suction catheter, Closed system with MDI port Size 10Fr | piece
| Suction catheter, Closed system with MDI port Size 12Fr | piece
| Sleeves, Thigh length, Medium | piece
| Oxygen face mask with adjustable nose clip and elastic headstrap with reservoir bag with 2m tubing, Paediatric | Set
| Oxygen nasal prong with 2m tubing, Adult | set
| Recovery kit, T piece with tube 6 hose, and oxygen tube 2 meters; Patient connection should fit standard ET Tube or tracheostomy tube inch | Set
| Bain circuit, Paediatric | piece
| Transducer set, Closed loop, Disposable for arterial blood sampling | Set
| Tracheostomy mask with 2 mm tubing, Adult | piece
| Catheter set, Femoral artery 18-20G, Length 15-20cm, Latex free, Non-pyrogenic, Radio opaque catheter with flexible wings, Disposable | Set
| CPAP respiration set CPAP mask, harness, PEEP valve adjustable from 5-20cmH2O, and adapter for 22mm tube connection; Able to connect to ventillator circuit | Set
| -----Hemodialysis set, Triple lumen, Curved, 12Fr, 16 cm, Adult: Consisting of 1 radio opaque indwelling catheter with injection site caps, 1 guidewire with advancer, 1 11inch scapel blade, 2 vessel dialators, 1 introducer needle, 1 5ml hollow syringe, 2 heparin locks, 1 mersilk sutire with curve needle, 1 surgical drape, 1 IV dressing and 5 gauze swab | Set
| Endotracheal tube, Micro-cuffed, Subglottic suction with polyurethane cuff material and self-control valve for saline instillation and suctioning for anti-clogging 7.5mm | Piece
| Catheter set, Radial artery 20G, Length 4.5cm- 8cm, Latex free, Non-pyrogenic, Radio opaque catheter with flexible wings, Disposable | set
| Endotracheal tube, Micro-cuffed, Subglottic suction with polyurethane cuff material and self-control valve for saline instillation and suctioning for anti-clogging 8.0mm | Piece
| Oxygen face mask with adjustable nose clip and elastic headstrap with reservoir bag with 2m tubing, Adult | Set
| BiPAP mask Full face, soft cushion with proper seal, head strap, Large | Set
| Bain circuit, Adult | piece
| Oxygen nasal prong with 2m tubing, Paediatric | Set
| Suction catheter, Closed system with MDI port Size 14Fr | piece
| Bite block, Autoclavable Size 5, Length 3.5cm | piece
| Bite block, Autoclavable Size 3, Length 3cm | piece
| Ventillator circuit, Silicon, Reusable 22mm, smooth bore, kink free, and light weight circuit, standard Y-piece with port, 22M/15F patient connections, inspiratory line 160cm with adult water trap, expiratory line 160cm with adult water trap, extra limb 100cm, 22-22F ventilator connections, should have capnoport; Sterilizable by autoclave; Size Adult | Set
| Bite block, Autoclavable Size 1, Length 2.5cm | piece
Equipment | Ventilator, ICU with air compressor with three minimum three years life shelf of compressor: Modes of ventilation: Assist/control, SIMV, BIPAP; Spontaneous breath types: VCV in A/C or SIMV, PCV in A/C or SIMV, PSV SPONT or SIMV, include facility for respiratory mechanic (e.g. to measure negative inspiratory force, etc); Mandatory settings: Ventilation frequency: 2-80bpm; Inspiration time: 0.2-10s; Tidal volume: 40-2000mL; Inspiratory flow: 0-180L/min; Inspiratory pressure: 5-100cmH2O; PEEP: 0-35cmH2O; Plateau: 0-2 seconds; Flow pattern: square or decelerating ramp; Oxygen concentration: 21-100%; Trigger sensitivity: 1-20L/min; Operation: Set alarm limits: Heart rate, low insp. pressure, high pressure, low minute volume, high and low tidal volume, airway pressure, apnoea alarm; Large display screen with all parameters, graphics, ventilator status, alarms and power supply status; Patient range: Adult and paediatric; Manual INSP: delivers one mandatory breath; Power supply: 220-240V; internal recharegable battery- approx 60 minutes;Power supply: AC 220-230V, 50-60Hz; Power cord with 3 round pin topAccessories: One set of reusable breathing circuit with water trap in both the limbs; Connection to humidifier and ventillator; collectors vials, Ventilator breathing circuits with water traps (Adult and paediatric); Electronic humidifier with humidification chamber, Standard cart, HME with bacterial/viral filters, test lung, and flex arm set. (Standardised Brands: Covidien, Drager Medical and Shenzhen Mindray) | Set
| Defibrillator system: Facilities: biphasic, cardioversion, defibibrillation, AED, pacing, and monitoring; ECG monitoring with 3 lead ECG cables, paddles and pacing pads; Screen: high resolution display of heart rate, ECG, SPO2, NIBP, optional ETCO2, alarm on/off, AED functions and prompts (English langauge), defibrillator test function, self test functions, pacer functions and delivered energy; Defibrillator: biphasic waveform; Cardioversion with sync button; Energy selection upto 200 joules; Quick charge time; Monitor with large display, of both selected and delivered energy, all vitals with ECG display; Charge controls on paddles and on device front pannel; Adult paddles slides off to expose paediatric paddles; AED function: autoanalyze and autoenergy level selection, screen prompts and voice prompts; Recorder: Manual or automatic printing modes, on/off control on front pannel and on paddle; With the following modes: NIBP, ETCO2, IBP, pacemaker, temperature; Rechargeable battery; Power supply: AC 220-240V, 50Hz; Power cord with 3 round pin top: high resolution display of heart rate, ECG, SPO2, NIBP, optional ETCO2, alarm on/off, AED functions and prompts, defibrillator test function, self test functions, pacer functions and delivered energy; Defibrillator: biphasic waveform; Cardioversion with sync button; Energy selection upto 200 joules; Quick charge time; Monitor with large display, of both selected and delivered energy, all vitals with ECG display; Charge controls on paddles and on device front pannel; Adult paddles slides off to expose paediatric paddles; AED function: autoanalyze and autoenergy level selection, screen prompts and voice prompts; Recorder: Manual or automatic printing modes, on/off control on front pannel and on paddle; With the following modes: NIBP, ETCO2, IBP, pacemaker, temperature; Rechargeable battery; Power supply: AC 220-230V, 50-60Hz; Power cord with 3 round pin top (Standardised Brands: Philips, Zoll and Schiller Healthcare) | Set
| Vital Signs Patient Monitor: With NIBP and SpO2: Standard configuration: NIBP, SPO2 and heart rate; Sensor probes for adult, paediatric and neonate; light weighted with 5-7 inches display; Inbuilt rechargeable battery; Power supply: AC 220-240V, 50Hz; Power cord with 3 round pin top. | Set
| Alternating pressure bed matress: For prevention of pressure ulcer; Pump; Flame retardant ABS case; Mattress: rod-shaped inflatable bladders that are alternately inflated to distribute weight evenly; interchangable bladders in mattress for easy cleaning and maintainence; Cover material Nylon/PU cell material Nylon/PVC; adjustable hanger of the pump to suit all kind of hospital bed fraime;adjustable pressure control knob; adjustable cycle time; Maximum patient 200kg;, adjustable cycle time; Power supply: 220-240V, 50Hz; Power cord with 3 round pin top | Set
| Powered Air-Purifying Respirator (PAPR), Belt-Mounted: Light weight; Slim and compact shape; Simple, intuitive, easy to use operation; Controlled airflow with steady flow and selectable flow rates; Materials: Main body: ABS plastic or Polycarbonate; Filter cover: ABS plastic; thermal plastic (window); Water resistant to cleaning with 0.1% chlorine solution; Filter and housing: High-Efficiency Particulate Air (HEPA) filter, ideally H13 or H14; Prefilter for large particles; Robust protective cover to avoid knocks, puncture and moisture ingress during cleaning; Blower: Minimum design flow: 170L/min; Nominal flow: 190L/min; Blower unit housing and backpack: Airtight assembly; runner’s belt bag or backpack; Covered using a cleanable cowl; Breathing hose: Light weight and high flexibility to provide minimal impedance to head movements and strain on neck muscles; Self-adjusting; Medical grade material; Inner diameter 25-32mm; Connectors: Screw or bayonet type; potentially with internal helix matching thread formed by reinforcement on breathing hose; Uniform connection between blower unit and breathing hose so blower unit can be exchanged between users between shifts after appropriate decontamination; Belt: High durability and easy clean; Head harness: Comfortable; Should avoid direct contact with facial skin; Adjustable to different head sizes and shapes; Support of breathing hose; Easily attachable and removeable mounting of hood; Hood: Hydrophobic material; Latex-free; Taped or stitched transparent polymer visor, optically clear and resistant to fogging; Multiple use but single-user; Display: Battery charge status and particulate loading status during use; Alarms: Audible and visual; Low airflow: when airflow falls below 170L/min; Low battery voltage: when approximately 10 - 15 minutes of power left; System alarm: when system software malfunctions and when motor/fan is not turning; Operational environmental conditions: Temperature 5-40oC; Relative humidity: 4 to <90%; Altitude 200-3000m; Atmospheric pressure 500-800mmHg; Power supply: Rechargeable, lightweight high-capacity lithium-ion battery with LED to indicate charge status; Minimum 4-hour runtime, ideally >12hrs; Battery charger kit; On/off switch, protected during cleaning and to avoid accidental power-off; low-power warning with >15min runtime; AC 220-230V, 50-60Hz; Power cord with 3 round pin top | Set
| Patient monitor, ICU: 17inch Colour TFT display with 8 waveforms; Standard configuration: NIBP, SPO2, 3/5 lead ECG, ETCO2, IBP, temprature and pulse rate, arrhythmia review, adjustable alarm sound; Patient range: Adult, paediatric and neonate; Touch screen; Inbuilt rechargable battery and recorder; CO2 sampling lines with leur lock at both ends and water trap; IBP cable with disposable transducer; SPO2 cable and sensor finger probes for adult; Probe for ear lobe; BP cuffs for for adult; Temperature probe for skin and ooesophagus/rectal; Wall mount; Power supply: AC 220-230V, 50-60Hz; Power cord with 3 round pin top (Standardised Brands: Shenzhen Mindray) | Set
| Bronchoscopy set, Fiberoptic, Flexible (Adult): With monitor; 5.2 x 65 eyepiece version with suction valve; Deflection up/down: 140 ͦ/140 ͦ, direction of view 0 ͦ, angle of view 120 ͦ, working length 65cm, total length 93cm; Working channel inner diameter 2.3mm; Distal tip O.D. 5.2 mm for use with dual light sources (AC-powered plus LED battery light sources); one- chip camera head and fibre optic light cables; with facility for biopsy Accessories: A case, pressure compensation caps, leakage tester, tube holder, cleaning brush, irrigation adaptor, suction valve, bronchoscope insertion tubes size 4, LED battery light source | Set
| Electromyographic (EMG) system, Portable: With NCV | Set
| Central monitoring system: Computer terminal with access to patient monitoring system | Set
| Bilevel positive airway pressure (BiPAP) unit, Portable: Auto-set algorithm, with humidifier; IPAP range: 4-30cmH2O; EPAP range: 4-30cmH2O; With at least 3 modes and port for oxygent inlet; CPAP, BiPAP; Spontaneous mode; Power supply: AC 220-230V, 50-60Hz; Power cord with 3 round pin top Accessories: 3 sets of CPAP/BiPAP Full face mask (Adult), reusable with head strap and CPAP/ BiPAP Nasal mask (Adult), reusable with head strap Set | Set
| Syringe pump: Flow rate: 0.1 to 99.9mL/hr with 0.1mLsteps increments; 5-50mL universal syringe compatible; Rapid flow rate 0.1 to 999.9mL depending on size of syringe; Accuracy within +/-1-2%; Alarm: occlusion, near empty, end, system malfunction, syringe disengaged, reminder, low battery; Pole or bed frame mounting; Built in rechargable battery with atleast 4-6 hrs operation; Power supply: AC 220-240V, 50Hz; Power cord with 3 round pin top (Standardised Brands: Schiller Healthcare, Shenzhen Mindray, Atom Medical Corp, JMS and Life Pum) | Set
| EEG system, Portable: 32 channel; Standard 24-channel (2400) and 32-chhanel (3200) amplifier; With latest intelligent digital EEG amplifier design, integrates electrode box, amplifier, filters and A/D Digital signal transmission; Support international 10-20 standard system and special electrodes, the combination of 13 kinds of standard leads should be selectable during real time or changed when uploading software; Support : A1, A2, A1=A2, A1 - A2; USB interface; Measurable: EEG amplitude and frequency, ECG and RESP; Resistance displayed in the electrode box, and tested in the acquisition phase, allowing the user time to adjust the electrodes; Automatically and manually controlled flashing light; Include BEAM power spectrum and other trend graph; EEG database management, supporting MO or CD-RW archiving; Special isolation transmission and optical cable; Power supply: 220-240V, 50Hz; Power cord with 3 round pin top | Set
| Arterial blood gas (ABG) analyser: Advanced analytics; Fast STAT results; All liqulibration cartidges; Automates quality control; Automatic quality analysis; Automatic data storage and reporting; Small sample volume; Easy and safe capillary tube or syringe use; Standard measured test; Calculated results; Special calculated test; Measurement range including facility for calculation of anion gap and printer; Calibration: user selectable, fully automatic two point calibration, user selectable single point calibration, manual calibration initiated at any time; Data port; Inbuilt rechargable battery; Printer to be included; Power supply: AC 220 to 230V, 50 to 60Hz; Power cord with 3 round pin top (Standardised Brands: Epocal Inc, Opti Medical and Roche) | Set
| Electromyography system, Portable: With NCV | Set
| Patient Monitor, With NIBP and SpO2: Standard configuration: NIBP, SPO2 and heart rate; Sensor probes for adult, paediatric and neonate; Inbuilt rechargeable battery; Power supply: AC 220-240V, 50Hz; Power cord with 3 round pin top | Set
| Alternating pressure bed matress: For prevention of pressure ulcer; Pump; Flame retardant ABS case; Mattress: 4inch Overlay; Alternating 1 in 2,Cell Height 18 x 4inch; Cover material Nylon/PU cell material Nylon/PVC; The digital panel setting with weight guidance, adjustable cycle time; Maximum patient 200kg; Digital panel setting with weight guidance, adjustable cycle time; Power supply: 220-240V, 50Hz; Power cord with 3 round pin top | Set
| Ventilator, ICU without air compressor: Modes of ventilation: Assist/control, SIMV, BIPAP; Spontaneous breath types: VCV in A/C or SIMV, PCV in A/C or SIMV, PSV SPONT or SIMV, include facility for respiratory mechanic (e.g. to measure negative inspiratory force, etc); Patient range: Adult and paediatric; Mandatory settings: Ventilation frequency: 2-80bpm; Inspiration time: 0.2-10s; Tidal volume: 40-2000mL; Inspiratory flow: 0-180L/min; Inspiratory pressure: 5-100cmH2O; PEEP: 0-35cmH2O; Plateau: 0-2 seconds; Flow pattern: Square or decelerating ramp; Oxygen concentration: 21-100%; Trigger sensitivity: 1-20L/min; Operation: Set alarm limits: Heart rate, low insp. pressure, high pressure, low minute volume, high amd low tidal volume, airway pressure, apnoea alarm; Large display screen with all parameters, graphics, ventilator status, alarms and power supply status; Manual INSP: delivers one mandatory breath; Internal recharegable battery- approx 60 minutes; Power supply: AC 220-230V, 50-60Hz; Power cord with 3 round pin topAccessories: Collectors vials, ventilator breathing circuits with water traps(Adult and paediatric), Electronic humidifier with humidification chamber; standard cart; bacterial filters, test lung, and flex arm Set (Standardised Brands: Covidien, Drager Medical and Shenzhen Mindray) | Set
| Patient monitor, General: 12inch Colour TFT display with 6 waveforms; Standard configuration; ECG, Resp., Temp., NIBP, SPO2, Pulse rate; Adjustable alarm sound; Patient range; Adult, Paediatric and Neonate; Rechargable battery and recorder; Power supply: AC 220-230V, 50-60Hz; Power cord with 3 round pin top; Accessories: SPO2 probe for adult, paediatric and neonate; BP cuffs for adult, paediatric and neonate; ECG cable with 3 and 5 lead wires; temperature probe for skin set (Standardised Brands: Creative Medical Industry, Welch Allyn, Shenzhen Mindray and Philips) | Set
| High flow system, Nasal: Air-oxygen blender; Adjustable flow with max. of 60L/minute; Oxygen air blender with 21-100% oxygen; Heated circuit; Active humidifier; Mobile Pole stand , Plastic basket/tray; Power supply: AC 220-240V, 50Hz; Power cord with 3 round pin top; Accessories: Replacement high flow cannula (Standardised Brands: Fisher & Paykel Healthcare) | Set
| Sequential compression device (SCD) : Cycle times; Inflation: 5-120 secs; Deflation: 5-60 secs; Therapy: 30 to 120 mins; Gradient compression with pressure of 30-100 mmHg; Battery operated or power input; Power supply: AC 220-240V, 50Hz; Power cord with 3 round pin top (Standardised Brands: Covidien) | Set
| Pulse oximeter, with rechargable Battery, battery charger and addpator, Handheld: SPO2 measurement range of 1-100%; Accuracy saturation (SPO2 =/-1SD); Inbuilt rechargeable battery; High quality LCD graphical screen; Plethysmographic waveform or magnified view with pulse amplified indicator; Visual indicators: pulse search, audible alarm, silenced or off, artifact indicator, low battery and battery charging, sensor off; Alarm: audible and visual alarm for low saturation and pulse rate, audible and visual warning indicator for low battery, display saturation and pulse rate alarm limits; Power supply: AC 220-230V, 50-60Hz; Power cord with 3 round pin top Set. (Standardised Brands: Shenzhen Mindray and Covidien) | Set
| Emergency crash cart ABS trolley body; Plastic-steel columns; Adjustable height, IV pole attached to unit; Removable dust basket; Utility container, File bag, defibrillator shelf, power outlet & hooks, sliding side shelf, SS guard rail; Concave top covered with transparent soft plastic glass; Centralized lock; Two small & Three big drawer with adjustable partition; Drawers repositioned easily; Luxurious noiseless castersinner with partitions; repositionable ABS basket & drawer frame; Luxuriouos casters wheels with two brakes; CPR board; Oxygen tank holder; Needle disposal bottle/bin container | Set
| Ventilator, Portable: Modes: Assist/control, SIMV, Spon; Breath types: VCV, PCV, PSV; Mandatory setting: respiratory rate: 1-80breath/min; Tidal volume: 50-2000mL; Inspiratory time: 0.2-5s; Spontaneous setting: pressure support: 0-70cmH2O, Sensitivity: 3-25Lpm; Common setting: Peep/CPAP: 0-20cmH2O, Trigger sensitivity: 3-25Lpm, Oxygen percentage: 21-100%; Operator set alarm limits: alarms classified as a high and medium priority with audible and visual presentations; Option to monitor respiratory mechanics (negative inspiratory force, etc); Overpressure relieve <60HPA; Display: large enough for all the ventilatory parameters, graphs, and alarms; Internal battery, operating time of more than 4 hours and rechargeable; Power supply: AC 220-230V, 50-60Hz; Power cord with 3 round pin top.Accessories: 5 sets of reusable adult and pediatric circuits and HME with bacterial filters Set | Set
| Infusion pump, Line-powered: Peristaltic finger type pump; Drip rate control; Compatible with universal infusion set with 3.4-4.5mm OD tubing; Flow rate: 1-999.99mL/hr; Purge rate: more than 450mL/hr; Alarm: door open, occlusion, low battery, internal malfunction, air in line detection, infusion complete, empty container, reminder; Pole or bed frame mounting; Power supply: AC 220-240V, 50Hz; Power cord with 3 round pin top | Set
| Bed, Intensive care unit: With mattress and integrated weighing scale; Split safety sides with built-in patient and nurse control; Folding safety sides with control; Electrically operated back rest, knee-break and height adjustment; Electrically operated calf section adjustment; Electrically operated trendelenberg/reverse trendelenberg tilt; Auto-CPR button; Battery backup; Built-in bed extension with mattress retainer; Removal head and foot panels; Linked braking/steering system with four braking castors; Overall length and width 230 - 105cm approximately; Hook for hanging urinary and drainage bag; Provision for mounting oxygen cylinder during patient transfer; Power supply: AC 220-240V, 50Hz; Power cord with 3 round pin top (Standardised Brands: Huntleigh Healthcare Ltd and United Surgical Industries) | Set

## Kidney Transplant
Category | Item Name | Pack Size
Accessories | Suction pipe with suction nasal, Yankaures, Disposable 12inch Pieces | piece
| Suction pipe, Silicon for perfusion set 5m | piece
| Vascular loop, Silicon blue, Length 18, 1.3 x 0.9mm | piece
| Suction pipe with suction nasal, Yankaures, Disposable 18 | piece
| Suction pipe with suction nasal, Yankaures, Disposable 14inch | piece
| Suction pipe with suction nasal, Yankaures, Disposable 16 | piece
| Vascular loop, Silicon red, Length 18, 1.3 x 0.9mm | piece
Equipment | Bowl stand, Double | piece
| Bowl stand, Single | piece
| Bowl,Flat disk, SS 187 x 85mm | piece
| Bowl, Round disk, SS 187 x 85mm | piece
| Bowl, Round disk, SS 128 x 65mm | piece
| Plastic mallet 400g, 26cm | piece
| Ice box for preserving donor kidney | Set
| Posterior device for operating room table | Set
Instruments | Collins Retractor 31cm, 1 pair of lateral blade (60 x 80mm) and central blade (60 x 75mm) | piece
| Dissecting tissue forceps, Atraumatic, Non-toothed, 1mm tip, 24cm, 9�inch | piece
| Disecting forceps, Potts Smith 20 cm, 8, Toothed | piece
| Disecting forceps, Potts Smith 23cm, 9, Non-toothed | piece
| Dissecting tissue forceps, Atraumatic, Non-toothed, 1.5mm tip, 20cm, 8 | piece
| Dissecting tissue forceps, Atraumatic, Non-toothed, 1.5mm tip, 24cm, 9� inch | piece
| Bulldog clamp, Weldon, Miniature, length 35cm | piece
| Bulldog clamp, Gregory length 10.5cm | piece
| Bulldog clamp, Cross section, De Bakey, length 7.5cm, Curved | piece
| Artery forceps, Curved, Fine tip 8 | piece
| Abdominal retractor, Self retaining | piece
| Blade handle No. 3 | piece
| Blade handle, Long No. 4 | piece
| Aortic clamp 60o | piece
| Artery forceps, Curved, Fine tip 6 | piece
| Dissecting tissue forceps, Atraumatic, Toothed, 1.5mm tip, 20cm, 8inch | piece
| Aortic clamp Aortic clamp | piece
| Artery forceps, Curved, Fine tip 4 | piece
| Blade handle No. 4 | piece
| Blade handle No. 7 | piece
| Blade handle, Long No. 3 | piece
| Blade handle, Long No. 7 | piece
| Bulldog clamp, Cooley, Cross action, Curved | piece
| Bulldog clamp, Cooley, Cross action, Straight | piece
| Bulldog clamp, Cross section, De Bakey, length 7.5cm, Straight | piece
| Bulldog clamp, Glover, Curved, length 7cm | piece
| Bulldog clamp, Glover, Straight, length 7cm | piece
| Bulldog clamp, Gregory, Soft length 9cm | piece
| Bulldog clamp, Ring handle, De Bakey, Curved | piece
| Bulldog clamp, Ring handle, De Bakey, Straight | piece
| Disecting forceps, Potts Smith 16 cm, 6 � Non-toothed | piece
| Disecting forceps, Potts Smith 16 cm, 6 � Toothed | piece
| Disecting forceps, Potts Smith 20 cm, 8, Non-toothed | piece
| Disecting forceps, Potts Smith 23 cm, 9, Toothed | piece
| Dissecting tissue forceps, Atraumatic, Non-toothed, 1mm tip, 20cm, 8inch | piece
| Forceps, Allies 8inch | piece
| Forceps, Right angle, Broad tip 9inch, 23cm | piece
| Micro-needle holder, Titanium 6inch, 15cm | piece
| Needle holder 8inch, Fine tip for 6.0 Needle | piece
| Needle holder 9inch, Fine Tip for 6.0 Needle | piece
| Peripheral vascular clamp, De Bakey 8inch 20cm | piece
| Retractor, Sweetheart, Medium | piece
| Satinsky clamp, Medium | piece
| Spoon, Large SS | piece
| Sterilizing case, Laparotomy set | piece
| Sterilizing case, Perfusion set | piece
| Sterilizing case, Recipient set | piece
| Sterilizing case, Vascular set | piece
| Suction tip 3mm | piece
| Suction tip, Yankaures 14inch | piece
| Tonsil clamp 8inch | piece
| Vascular clamp, De Bakey 45o Angle, 9inch | piece
| Vascular clamp, De Bakey, Fine 8inch, 20cm | piece
| Vascular needle holder, Ryder 22.5cm | piece
| Vein retractor | piece
| Vascular clamp, De Bakey, Fine 9inch 23cm | piece
| Vascular clamp, De Bakey 9inch, 23cm | piece
| Towel clamp, Backhauns 13cm | piece
| Ligature needle, Deschamps for left hand 27cm | piece
| Dissecting tissue forceps, | piece
| Scissor, Metzenbaums, Curved, Fine tip 8inch, 20cm | piece
| Scissor, Metzenbaums, Curved 9inch, 23cm | piece
| Scissor, Metzenbaums, Curved 7inch | piece
| Scissor, Mayos 9inch, 23cm | piece
| Retractor, Devers, 30cm, 11inch , 38mm | piece
| Retractor, Devers, 31cm, 12inch , 50mm | piece
| Retractor, Devers, 36cm, 14inch , 25mm | piece
| Scissor, Metzenbaums, Straight, Fine tip 8inch, 20cm | piece
| Scissor, Potts 60o | piece
| Scissor, Metzenbaums, Straight 9inch, 23cm | piece
| Forceps, Babcock 7inch | piece
| Vascular needle holder, Ryder 26cm | piece
| Tonsil clamp 8inch 20cm | piece
| Forceps, Babcock 8inch | piece
| Satinsky clamp | piece
| Forceps, Right angle, Fine tip 9inch, 23cm | piece
| Set holder | piece
| Sterilizing case, Donor set | piece
| Retractor, Richardson Eastman 27cm; 49 x 38mm | piece
| Needle holder 9inch | piece
| Micro-scissor, Titanium 18cm | piece
| Needle holder, Fine 11inch | piece

## Laboratory
Category | Item Name | Pack Size
Biochemistry and Immunology | Vitamin D control | Packet
| Almunium crimp neck autosampler vial cap | 100/pkt
| Daily cleaning solution | 15mL
| Manual Plasma expresser | Set
| Column Agglutination Test (CAT)System | Set
| Vit B12 reagent | Packet
| Total MPA control | 5mL
| Daily cleaning solution | 15mL
| Transferrin reagent | 100mL
| Vitamin D calset | Packet
| Versa tips | Packet
| Vitamin D Control Normal/High | 2mL
| Butterfly needle with adapter for vacuette tube, 23G | 100/pkt
| PTH calset | 1mL
| Na/K/Cl reagent | Packet
| Ion-selective analyser, Automated, Low end: For Na+, K+, Cl- Li+; Classification: Moderate complexity; Sample: Serum, Plasma, Urine, Body fluids; Sample size: Approximately 100µL; Accuracy: 0.99; Analysis time: Less than 60sec (serum/plasma/ body fluid), 90sec (urine); Data storage: Patient result and QC results, Normal, Low and High; Calibration: Automatic or On demand; Output: Printing of result, RS-232; Power Supply : 230V ± 6% , 50 Hz ± 1 % ; Power cord with 3 round pin top; 1 KVA online UPS: Output voltage of 230 +/- 6% , 50 Hz, noise:<50dBA, Efficiency :minimum 85%; (Standardised Brands: Medica, Diamond Diagnostics "or equivalent or higher) | Set
| Osmometric analyser, Automated: Sample volume: 500µL, Test time: 9-13 minutes; Single sample capacity; Units: mOsm/kg H2O; Range: 280-350mOsm/kg H2O; Linearity: <2% from a straight line; Power supply: AC 220-240V, 50Hz; Power cord with 3 round pin top | Set
| Laboratory Freeze-dryer, Floor standing:Dimensions - approx. 90 x 80 x 85 cm (WXDXH); Capacity: approx.14 Liters for 24 hours , condenser temperature : -40 to - 80 deg. celcius; digital temperature, vacuum and time display; Dryer:top bulk tray dryer with adjustable shelves. Feautures: Corrosion resistant construction results in minimal maintenance, Patended coil design prevents moisture carry-over to the vacuum pump. Clear acrylic door gives condenser. Visibility and automatic defrost reduces turnaround time.Power Supply : 230V ± 6% , 50 Hz ± 1 % ; Power cord with 3 round pin top | Set
| Osmometric analyser, Automated: Sample volume: 500 µl, Test time: 9 -13 minutes, Single sample capacity, Units: mOsm/kg H2O, Range: 280 - 350 mOsm/kg H2O, Linearity: <2% from a straight line, Temperature: 18 - 35°C, Humidity: 5  80 %, Power Supply : 230V ± 6% , 50 Hz ± 1 % ; Power cord with 3 round pin top; | Set
| Alanine pyruvate tramsaminase, Lyopholized | 100g
| Albumin | Packet
| Sodium electrode | Packet
| Potassium electrode | Packet
| Creatinine | Packet
| Widal slide test | 5mL
| Na/K/Cl reagent, IL2121D | Packet
| Beta-HCG II reagent | Packet
| Maintenance pack | Packet
| Signal reagent | Packet
| Thyroid control | Packet
| Ion-selective analyser, Automated, High end: For Na+, K+, Cl- Li+; Classification: Moderate complexity; Sample: Serum, Plasma, Urine, Body fluids; Sample size: Approximately 100µL; Accuracy: 0.99; Analysis time: Less than 60sec (serum/plasma bodyfluid), 90sec (urine); Data storage: Patient result and QC results, Normal, Low and High; Calibration: Automatic or On demand; Output: Printing of result, RS-232; Power Supply : 230V ± 6% , 50 Hz ± 1 % ; Power cord with 3 round pin top; 1 KVA online UPS: Output voltage of 230 +/- 6% , 50 Hz, noise:<50dBA, Efficiency :minimum 85%; (Standardised Brands: Medica, Diamond Diagnostics "or equivalent or higher") | Set
| Centrifuge, Micro-haematocrit, Benchtop: With digital display; 10,000 to 25,000RPM (10,000 x g RCF) in 100RPM increments; Motor overheating protection; Imbalance switch-off; Timer: 99 minutes max; Noise level <58 dB; Certifications, CE, FDA, ISO, IEC or equivalent standards; Operational environmental conditions: Temperature 5-40°C Relative humidity: 4 to <90%; Altitude 200-3000m; Atmospheric pressure 500-800mmHg; Power supply: AC 220V- 240V, 50Hz; Power cord with round 3 pin top (Standardised Brands: Hettich Zentrifugen and Human) | Set
| Bilirubin Total & Direct | Packet
| Uric acid | Packet
| Urea reagent | Packet
| ALT (SGPT) | Packet
| Alkaline phosphatase | Packet
Consumables and Reagents for electrolyte analyzer (Easylyte)
| Glucose reagent | Packet
| Total protein reagent | Packet
| Control high | Packet
| Preci control Varia, Vit.B12, Ferritin, Folate | 3mL
| Consumables and Reagents for Immunology analyser ( COBAS e 411) | Section Header
| Control normal | Packet
| Cholesterol | Packet
| AST (SGOT) | Packet
| Aspartate transaminase, Lyopholized | 100g
| Urea powder | 250g
| PreciControl clinichem Multi 1 | 5mL
| PreciControl Anti-SARS-COV-2 | Pkt
| Laboratory liquid dispenser, Electronic: Capacity: 30mL; Delivery accruracy 0.3%; Adjustable volume by turning the top bottom, Chemical resistent; Large digital volume display for easy and precise volume setting; Display resolution of 100 L; Autoclavable at 121°C2 bar; Simple user calibration via front panel buttons; Safety right-angled spout design; Borosicate glass barrel protected with a transparent olyprophylene sleeve; Bubble free dispensing. | Set
| ACTH calset | 4 x 1mL
| ACTH control, Normal/High | 6 x 2mL
| ACTH reagent | 100/Kit
| Anti-HBE control, Normal/High | 8 x 2mL
| Anti-HBE Reagent/Calset | 100/Kit
| Anti-Müllerian hormone calset | 4 x 1mL
| Anti-Müllerian hormone control, Normal/High | 2 x 2mL
| Anti-Müllerian hormone reagent | 100/Kit
| Anti-SARS-COV-2 calset | 4 x 1mL
| Anti-SARS-COV-2 reagent | 200/Pkt
| C-peptide calset | 4 x 1mL
| C-peptide control, Normal/High | 6 x 2mL
| C-peptide reagent | 100/Kit
| Mycophenolate reagent | 100mL
| Solution valve | Packet
| Albumin powder | 250g
| Anti-HBeAg calset | 100/Kit
| Cefotaxime, 30µg | 50 discs/vial
| Anti-HBeAg control, Normal/High | 100/Kit
| Anti-HBeAg reagent | 100/Kit
| Complement C3 calset | 5 x 1mL
| Complement C3 control, High | 20 x 5mL
| Complement C3 control, Normal | 20 x 5mL
| Complement C3 reagent | 100/Kit
| Complement C4 control, High | 20 x 5mL
| Complement C4 control, Normal | 20 x 5mL
| Complement C4 reagent | 100/Kit
| Complement C4 calset | 5 x 1mL
| DHEA-S calset | 4 x 1mL
| DHEA-S reagent | 100/Kit
| Growth hormone calset | 4 x 1mL
| Homocysteine control, Normal/High | 2 x 2 x 3mL
| Homocysteine reagent | 100/Kit
| Immunoglobulin IgE calset | 4 x 1mL
| Immunoglobulin IgE control, Normal/High | 6 x 2mL
| Immunoglobulin IgE reagent | 100/Kit
| Lactate dehydrogenase, Lyopholized | 100g
| Bilirubin powder | 250g
| DHEA-S control, Normal/High | 6 x 2mL
| Growth hormone control, Normal/High | 4 x 1mL
| Growth hormone reagent | 100/Kit
| HBeAg control | Packet
| Fe standard | 75ml
| Insulin calset | 4 x 1mL
| Insulin control, Normal/High | 6 x 2mL
| Insulin reagent | 100/Kit
| Testosterone reagent | 100/pkt
| Homocysteine calset | 2 x 3mL
| UIBC reagent | 100mL
| HBeAg reagent | 100mL
| Chloride electrode | Packet
| Vit B12 calset | Packet
| PTH reagent | 100mL
| Micro-haematocrite capillary tube, Heparinized 75mm length | 100/pkt
| Vancomycin reagent | Packet
| Barcode label printer, Thermal: With thermal paper, Size: 2 x 1inch ( Wx L); suitable adapter with input power supply 230V ± 6% , 50 Hz ± 1 % and 3 round pin top ; USB printer cable;1 roll of barcode label to be provided for installation | Set
| Creatinine powder | 250g
| Glass bottle, Amber 10mL with rubber cap | 500/pkt
| AFP calset | 1mL x 4
| AFP for elecsys | 100/pkt
| Assay cup | 60 x 60 cups
| Assay tips | 120/pkt
| Anti-CCP reagent | 100mL
| Anti-HBe reagent | 100mL
| Tubing kit | Packet
| CA-125 reagent | 100/pkt
| CA-125 calset | 1mL
| CA 15.3 calset | 1mL
| CA 19.9 calset | 1mL
| CA 19.9 reagent | 100/pkt
| CEA calset | lmL
| Clean cell | 380mL
| Cortisol calset | 1mL
| Consumables and Reagents for Immunology Analyser (COBAS INTEGRA 400 plus) | Sub_heading
| Cortisol | 100/pkt
| Universal diluent | 16mL
| Estradiol | 100/pkt
| Estradiol calset | 1mL
| Ferritin | 100/pkt
| Ferritin calset | 1mL
| Folate calset | Packet
| Folate reagent | Packet
| Free PSA II | 100/pkt
| Free PSA II calset | 1mL
| FSH calset | 1mL
| FSH reagent | 100/pkt
| FT3 calset | Packet
| FT3 reagent | Packet
| FT4 calset | Packet
| FT4 reagent | Packet
| HCG -1 Beta | 100/pkt
| HCG -1 Beta calset | 1mL
| LH calset | 1mL
| LH reagent | 100/pkt
| CA 15.3 reagent | 100/pkt
| Anti-HBe control | Packet
| Anti-CCP calset | Packet
| Preci control - U | 3mL
| Pro Cell | 380mL
| Oncology control, Normal/Abnormal | 3mL
| Testosterone calset | 1mL
| Maintenance kit | Packet
| Measuring Cell | Packet
| Progesterone calset | 1mL
| Progesterone reagent | 100/pkt
| Prolactin calset | 1mL
| Prolactin reagent | 100/pkt
| PSA II calset | 1mL
| Serum CEA reagent | 100/pkt
| SYS clean | 100mL
| SYS wash | 500mL
| T3 calset | 1mL
| T3 reagent | 200/pkt
| T4 calset | 1mL
| XL Autowash AC/AL | 5 x 44mL
| Tacrolimus reagent | 100mL
| T4 reagent | 200/pkt
| Total PSA II reagent | 100/pkt
| TSH calset | 1mL
| TSH reagent | 200/pkt
| Beta-HCG II calibrator | Packet
| Sodium electrode | Packet
| Solution valve | Packet
| Tubing kit | Packet
| Na/K/Cl reagent | Packet
| Wash solution | 50mL
| Vacutainer serum tube 10mL | 100/Pkt
| Vacutainer serum tube 3mL | 100/pkt
| Vacutainer tube, Plastic with gel 10mL | 100/pkt
| Vacutainer flouride tube 2mL | 100/pkt
| Vacutainer tube, Plastic, Plain 5mL | 100/pkt
| Micro-pippette tips, 100µl with filter: Pre-sterilized, free from DNAse/RNAse | 96pcs/rack
| Distillation plant: (Mono distiller) with all the required accessories and suitable for bench mounting. Thermostatic low water cut-off; Destillate withdrawal through outlet at the condenser; Evaporator easily accessible for cleaning purposes; Throughput: 4L/hr. Power supply 220 - 240V, 50/60Hz. | Set
| Micro-pippette tips, 50µl with filter: Pre-sterilized, free from DNAse/RNAse | 96pcs/rack
| Micro-pippette tips, 1000µl with filter: Pre-sterilized, free from DNAse/RNAse | 96pcs/rack
| Vacutainer serum tube 5mL | 100/pkt
| Mycobacterium fortutum | Loop
| Amies transport medium with charcoal(transport swab) | Piece
| Pipercillin/Tazobactam 100/10ug | 50 discs/vial
| Cryo sperm washing medium-80/90% | 1ml/vial
| Cryo sperm washing medium-40/45% | 1ml/vial
| Glucose powder | 250g
| Micro-sample cup | Packet
| Wash solution | 50mL
| TSH calibrator | Packet
| Chemiluminescent immunoassay analyser, Automated (high throughput) :Fully automated, high throughput solution for integrated analysis of clinical chemistry and immunoassay tests.Immunoassay & clinical chemistry analytical units must be fully automated and allow random access and continuous operations of samples. Each analytical unit must be capable of functioning independently as discrete analyzers.System should have facilities for on-board programs for at least 200 different test parameters. Must offer immunoassay throughput over 250 tests/hr, photometry throughput of upto 1000 tests/hr and ISE throughput of more 600 tests/hr.The sampling unit must be able to handle various sample container types including primary tubes, pediatric cups etc.System must have dedicated STAT sample facility for handling priority samples.Sample integrity checks like sample liquid level, clot, air aspiration detection.Immunoassay unit must offer more 40 reagent positions and clinical chemistry unit must offer more 50 reagent positions respectively.Onboard stability for test packs ranging greater than 90 days for most of the immunoassays and 150 days for most of the clinical chemistry test packs.Operating system compatible with LIS; Analyser should have atleast one RS232 or network port. Ethernet adaptor compatible with that computer bidirectional interface to LIS /HIS; Inbuilt printer or External printer for patient results and QC reports, LIS compatible;Operational Environmental conditions: Temperature (+5 to +40) deg celcius ,Relative Humidity ( 4 to < 90)%, Altitude ( 200 to 3000 ) mtrs, Atmospheric Pressure (500 to 800) mmHg ; Power Supply : 230V ± 6% , 50 Hz ± 1 % ; Power cord with 3 round pin top; Single phase 10 KVA Online UPS ; Output voltage: 230 +/- 6% , 50 Hz; noise:<50dBA; Efficiency;minimum 85%.Accessories: Adapters for different sizes of reagent bottles; Start up kits during the installation; List of spare parts and consumables; Deionizer plant with the analyser; one desktop set with OS Windows 10 or above.• LIS interfacing for complete analyzer system should be done by the company or bear the expenses incurred such as the cost of the handler and installation if the company is not able to carry out the same. | Set
| Vacutainer serum tube 4mL | 100/pkt
| TT3 calibrator | Packet
| TT3 reagent | Packet
| TT4 calibrator | Packet
| TT4 reagent | Packet
| Universal wash | Packet
| Chemistry Analyzer System: Discrete, multi-channel, fully automatic and computerized machine, truly random access, open system with onboard washing of reaction cuvettes. Test modes: stat, batch, random access. Assay modes: endpoint, kinetic, prozone check, rate A, B with blank Channels: on board chemistry and ions. Throughput: 400  600 tests per hour with ISE Serum indices: lipemic, Icteric, hemolysed Reagent Volume: minimum (R1- 150  450 uL, R2  20  450 uL ) Sample Volume: 2  45 uL, step by 0.1 uL Sample types: serum/plasma/urine/CSF & other fluids like peritoneal/pleural/pericardial etc. Reaction temperature: 37°C Stat positions: about 20 positions Cuvettes: Automatic washing cuvettes preferably non-disposable Printer: inbuilt with use of non thermal paper Interface: mono and bi-directional interface essential Cooling: Cool compartment for reagent 4  8 °C Method types: performs routine tests, enzymes, drugs assays, immunoturbidimetric assays, Auto dilution and auto rerun during the run Water Supply: On line water supply plant Wavelength: 340, 380, 412, 450, 505, 546, 570, 605, 660, 700, 740, 800 Absorbance: 0  3 Abs. Sample probe: Liquid level detection, clot detection and collision protection Reagent probe: Liquid level detection, collision protection and inventory checking Temperature: 15  30 °C Humidity: 35  80 % Power supplies: 200  240 V, 50/60Hz, 1200 VA with UPS Operation System: Windows XP, Interface RS  232 Accessories: 1. Adaptors should be provided for different sizes of reagent bottles. 2. Start up reagent kits should be provided free of cost during the installation 3. List of spare parts and consumables should be submitted. 4. Warranty 5. Deionizer should be supplied with the analyzer 6. User training must be provided. | Set
| Osmometer: Sample volume: 500 µl, Test time: 9 -13 minutes, Single sample capacity, Units: mOsm/kg H2O, Range: 280 - 350 mOsm/kg H2O, Linearity: <2% from a straight line, Temperature: 18 - 35°C, Humidity: 5  80 %, Power: 220 - 240V, 50 Hz. power cord with round 3 pin top. | Set
| Glass Vacuum Flask Kit - Heavy Duty. Capacity: 2 Liter. Filter Funnel with glass Frit base 500 ml, SS Funnel Clamp, SS Funnel Cover, Vac House. | Set
| 13mm Flip off Vial Manual Crimper Hand Tool. Specification: Size arrange: 8mm - 32 mm. Gross weight: 1Kg. Color: Silver. Material: 100% stainless steel. Production Capacity: 20 - 30 bottle/min. | Piece
| Centrifuge with Swing Out Rotor. Specification: Maximum speed: 8,500 rpm with 841 rotor; 3,900 rpm with 236 rotor. Electronic 30 minute timer and hold mode. Speed Range: 1,000 to 8,500 rpm in 100 rpm increments. Maximum Volume: 400 mL (8 holes x 50 mL ). Sound Level: 52 dBA. Dimensions: 10 3/4 inch H x 13 1/4 W x 15 3/4 inch D. | Set
| Phosphorus | 10 x 12
| Vacuette tube, Serum 3mL | 100/pkt
| Anti-CCP | 100mL
| Urine analyser, Automated: With sediment; Automated Integrated urinalysis system with digital imaging technology; User friendly design, simple operation and convenient maintenance; Test modes, stat, batch and random access; Routine throughput of at least 120 tests/hour; On-board sample capacity, at least 50 or more and maximum loading of 200 strips with continuous loading; Sample volume, 3mL/test or as per assay dependant and aspiration volume of 1.8mL; Memory capacity of 100,000; Parameters required: Glucose, Protein, Ketone bodies, Bile pigments, Urobilinogen, Occult blood, Nitrite, pH, Specific gravity, Creatinine, Vitamin C, Microalbumin, Red blood cells, White blood cells, Epithelial cells (squamous and transitional), Casts, Crystals, Yeasts, Bacteria, Spermatozoa; Operating system compatible with LIS; Analyser should have atleast one RS232 or network port. Ethernet adaptor compatible with that computer bidirectional interface to LIS /HIS; Inbuilt printer or External printer for patient results and QC reports, LIS compatible; Operational Environmental conditions: Temperature (+5 to +40) deg celcius ,Relative Humidity ( 4 to < 90)%, Altitude ( 200 to 3000 ) mtrs, Atmospheric Pressure (500 to 800) mmHg; Filter wavelength, 525nm, 572nm, 610nm and 660nm; External printer to print patient’s result and QC report; Technologies of photoelectric colorimetry, digital imaging and flow cytometry; Power Supply : 230V ± 6% , 50 Hz ± 1 % ; Power cord with 3 round pin top; Single phase 2 KVA Online UPS with atleast 6 Nos of 12V 9Ah batteries; Output voltage: 230 +/- 6% , 50 Hz; noise:<50dBA; Efficiency; minimum 85%. one desktop set with OS Windows 10 or above.• LIS interfacing for complete analyzer system should be done by the company or bear the expenses incurred such as the cost of the handler and installation if the company is not able to carry out the same. | Set
| Consumables and reagents for clinical chemistry analyzer (EM200/EM360) | Heading
| Amylase | 5 x 22
| Magnesium | 2 x 44
| Urine analyser, Automated: With sediment; Automated Integrated urinalysis system with digital imaging technology; User friendly design, simple operation and convenient maintenance; Test modes, stat, batch and random access; Routine throughput of at least 120 tests/hour; On-board sample capacity, at least 50 or more and maximum loading of 200 strips with continuous loading; Sample volume, 3mL/test or as per assay dependant and aspiration volume of 1.8mL; Memory capacity of 100,000; Windows 10 or above operating system with external output of RS -232, bidirectional interface to LIS /HIS; Operational temperature condition, 15-35°C with humidity of more or equal to 75%; Filter wavelength, 525nm, 572nm, 610nm and 660nm; External printer to print patient’s result and QC report; Technologies of photoelectric colorimetry, digital imaging and flow cytometry; Parameters required: Glucose, Protein, Ketone bodies, Bile pigments, Urobilinogen, Occult blood, Nitrite, pH, Specific gravity, Creatinine, Vitamin C, Microalbumin, Red blood cells, White blood cells, Epithelial cells (squamous and transitional), Casts, Crystals, Yeasts, Bacteria, Spermatozoa; Power supply: AC 220-240V, 50Hz; Power cord with 3 round pin top; Accessories: Start up thermal papers during the installation; List of spare parts and consumables | Set
| Photometer, Semi-automated: Touch screen; Microprocessor with latest concept and technology; Analysis method: Reagent, multi-point; Coagulation: Nephelometry; Wavelength: Chemistry: 340, 405, 492, 510, 546, 620, 670nm; Coagulation: 450, 670nm; Operating system window based; Cuvette: Flow through cell, direct reading, and coagulation cuvette available; Sample volume: 50-500µL; Cuvette: Flow through cell, direct reading, and coagulation cuvette available; Sample volume: 50-500µL; Incubator: 2 reagent and 20 sample incubation positions, controlled at 37±0.1°C; Temp. for cuvette: 37±0.1°C; Drift: ≤0.0001OD/hr; Quality Control: Quality control for normal and abnormal value, automatic statistics, and analysis of control data; Display 7”, colour touch screen; Storage: 1,000 test results; Printer: Built-in thermal printer; Interface: USB and RS-232; Power supply: AC 220-240V, 50Hz; Power cord with 3 round pin top | Set
| Photometer, Semi-automated: Touch screen; Microprocessor with latest concept and technology; Analysis method: Reagent, multi-point; Coagulation: Nephelometry; Wavelength: Chemistry: 340, 405, 492, 510, 546, 620, 670nm; Coagulation: 450, 670nm; Operating system window based; Cuvette: Flow through cell, direct reading, and coagulation cuvette available; Sample volume: 50-500µL; Cuvette: Flow through cell, direct reading, and coagulation cuvette available; Sample volume: 30-500µL; Incubator: 2 reagent and 20 sample incubation positions, controlled at 37±0.1°C; Temp. for cuvette: 37±0.1°C; Drift: ≤0.0001OD/hr; Quality Control: Quality control for normal and abnormal value, automatic statistics, and analysis of control data; Display 7”, colour touch screen; Storage: 1,000 test results; Printer: Built-in thermal printer; Interface: USB and RS-232; Power Supply : 230V ± 6% , 50 Hz ± 1 % ; Power cord with 3 round pin top; 1 KVA online UPS: Output voltage of 230 +/- 6% , 50 Hz, noise:<50dBA, Efficiency :minimum 85% (Standardised Brands: Erba, Mindray "or equivalent or higher") | Set
| Centrifuge, Micro-haematocrit, Benchtop: With digital display; 10,000 to 25,000RPM (10,000 x g RCF) in 100RPM increments; Motor overheating protection; Imbalance switch-off; Timer: 99 minutes max; Noise level <58 dB; Certifications, CE, FDA, ISO, IEC or equivalent standards; Operational Environmental conditions: Temperature (+5 to +40) deg celcius ,Relative Humidity ( 4 to < 90)%, Altitude ( 200 to 3000 ) mtrs, Atmospheric Pressure (500 to 800) mmHg ; Power Supply : 230V ± 6% , 50 Hz ± 1 % ; Power cord with 3 round pin top (Standardised Brands: Hettich Zentrifugen or equivalent or higher) | Set
| Chloride electrode | Packet
| Potassium electrode | Packet
| Total MPA calibrator | 5mL
| ELECTROLYTE ANALYZER: Na, K, Cl, Classification: moderate complexity Sample: Whole blood, Serum, Plasma, Urine Body fluids Sample Size: Approximately 100 uL Performance: Na+, K+, Cl Accuracy: 0.99 Analysis Time: Less than 60 sec (blood) 90 sec (urine) Data Storage: Patient result and QC results Normal, Low and High Calibration: Automatic or On - Demand Output: Printing of result, RS-232 optional, Auto sampler tray optional Ambient Conditions: 15 - 32 °C, humidity: <85% Power: 220 - 240V, 50. power cord with round 3 pin top and appropriate UPS. | Set
| PHOTOMETER Light Source: Quartz-halogen lamp 12V/20W Wavelength: 340, 405, 492, 510, 546, 578, 630nm Photometric Range: 0.0000 to 3.0000 ABS, Resolution: 0.0001 ABS Flow cell: Stainless steel body, Measuring volume: 32uL, Aspiration Volume programmable: 200 - 2000uL, linearity: 0-1000 units, Optical path: 10mm Analysis method: End point, kinetic, Fixed Time, Absorbance, Turbidimetry, Linear & non-linear standardization Parameter Setting: Method, Wavelength, Temperature, Reagent blank Y/N, sample blank Y/N, Dalay time, Measuring time, Reaction time, Absorbance limit, Aspiration volume, Standards, Linerity check & Unit for results Temperature Control: 25, 30, 37 °C optional, Precision: +/-0.1°C Display: Large LCD display Printer: Built-in thermal printer Interface: RS 232 serial port Operating Environment: 15 - 30°C, Humidity: 20 - 80% Power: 220 - 240V, 50 Hz. power cord with round 3 pin top and appropriate UPS. | Set
| FULLY AUTOMATED RANDOM ACESS IMMUNO-ANALYZER: Analyzer should be based on the principle of Chemiluminescence reaction Technology OR enhanced Electrochemiluminescence. 1. Analyzer can be Bench top OR Floor base 2. Reagent Carrousel should have at least 10 positions for keeping reagent 3. Programming by loading 4. On board dilution facility 5. Throughput: 20  40 tests or more / hour 6. Assay time should be 9  18 minutes maximum 7. Reaction time: 37 °C 8. Temperature: 15  30 °C 8. Barcode reader for reagent, control and calibrators 9. STAT sampling position 10. On board cooling facility 11. Interface RS  232 12. External printing facility 13. Onboard inventory management facility 14. Power: 220 - 240V, 50 Hz. power cord with round 3 pin top and appropriate UPS.S. Accessories: 1. Start up kits should be provided free of cost during the installation. 2. List of spare parts and consumables should be submitted. | Set
| TSH reagent | Packet
| Electronic Magnetic Stirrer, Specification: Item Weight: 4.98 pounds. Voltage: 220-240V/60Hz. Scilogex 81111302 MS-Pro, Stainless Steel Plate, Maximum Stirring Speed: 1500 RPM. Overall Height: 3 inches, Overall Length: 11 inches, Overall Width: 6.25 inches, Plate diameter: 5.3 inch, Digital Temperature Range: 0-340 Degrees Celsius (stirrer without heating system is preferred. If heating is present temperature adjustment is required) # different size of magnetic bar should be provided with magnetic stirrer. # any model magnetic stirrer which fulfill the above specification will be accepted. | Set
| PTH | 100mL
| HBeAg Control Elecsys Kit | 8 x 2mL
| Anti-HBe Control Elecsys Kit | 8 x 2mL
| CK-MB | 2 x 44/2 x 11
| SGOT (AST) | 4 x 34/4 x 17
| SGPT (ALT | 4 x 34/4 x 17
| Total Protein | 10 x 44
| PreciControl Anti CCP Elecsys Kit | 2 x 2mL
| PTH CS Elecsys | 4 x 10mL
| PreciControl Varia | 4 x 3mL
| Anti-CCP PC Elecsys | 2 x 2mL
| CalSet vials | 2 x 56 pcs
| Ammonia | 150mL
| CO2-L | 250mL
| ELECTROLYTE ANALYZER Na, K, Cl, Li+, TCO2 CLIA Classification: moderate complexity Sample: Whole blood, Serum, Plasma, Urine Body fluids Sample Size: Approxmately 100 uL Performance: Na+, K+, Cl+, Li+, TCO2 Accuracy: 0.99 Analysis Time: Less than 60 sec (blood) 90 sec (urine) Data Storage: Patient result and QC results Normal, Low and High Calibration: Automatic or On - Demand Output: Printing of result, RS-232 optional, Autosampler tray optional Ambient Conditions: 15 - 32 °C, humidity: <85% Power: Power: 220 - 240V, 50 Hz. power cord with round 3 pin top and appropriate UPS. | Set
| Ammonia/Ethanol/CO2 Calibrator | 2 × 4mL
| Ammonia/Ethanol/CO2 Control Normal | 5 × 4mL
| Ammonia/Ethanol/CO2 Control Abnormal | 5 × 4mL
| PreciControl ClinChem Multi 1 | 20 x 5mL
| Chemiluminescent immunoassay analyser, Automated: principle;Chemiluminescence reaction technology or enhanced electro chemiluminescence Random access system; Reagent Carrousel more than 18 positions for keeping reagent; No carryovers of samples to avaoid cross contamination;Programming by loading; On board dilution facility; Sample type : Serum, urine, plasma;Throughput: at least 80 tests or more/hour; Min. of 18 Assays ; Reaction time :9- 18 mins; Barcode reader for reagent, control and calibrators; STAT sampling position; On board cooling facility; Operation system of analyser should be compatible with LIS; Analyser should have atleast one RS232 or network port; Ethernet adaptor compatible with that computer bidirectional interface to LIS /HIS; Inbuilt printer for non-thermal paper interface and External printer for patient results and QC reports; LIS compatible; On-board inventory management facility; Power Supply : 230V ± 6% , 50 Hz ± 1 % ; Power cord with 3 round pin top; Single phase 2 KVA Online UPS with atleast 6 Nos of 12V 9Ah batteries; Output voltage: 230 +/- 6% , 50 Hz; noise:<50dBA; Efficiency;minimum 85%.; Accessories: Start up kits during the installation; List of spare parts and consumables, One desktop set with OS Windows 10 or above.• LIS interfacing for complete analyzer system should be done by the company or bear the expenses incurred such as the cost of the handler and installation if the company is not able to carry out the same. (Standardised Brands: Hitachi, Johnson & Johnson "or equivalent or higher" ) | Set
| PreciControl ClinChem Multi 2 | 20 x 5mL
| Chemiluminescent immunoassay analyser, Automated (low throughput): principle-Chemiluminescence reaction technology or enhanced electro chemiluminescence Random access system; Reagent Carrousel more than 18 positions for keeping reagent; No carryovers of samples to avaoid cross contamination;Programming by loading; On board dilution facility; Sample type : Serum, urine, plasma;Throughput: at least 80 tests or more/hour; Min. of 18 Assays ; Reaction time :9- 18 mins; Barcode reader for reagent, control and calibrators; STAT sampling position; On board cooling facility; Operation system of analyser should be compatible with LIS; Analyser should have atleast one RS232 or network port; Ethernet adaptor compatible with that computer bidirectional interface to LIS /HIS; Inbuilt printer for non-thermal paper interface and External printer for patient results and QC reports; LIS compatible; On-board inventory management facility; Power Supply : 230V ± 6% , 50 Hz ± 1 % ; Power cord with 3 round pin top; Single phase 2 KVA Online UPS with atleast 6 Nos of 12V 9Ah batteries; Output voltage: 230 +/- 6% , 50 Hz; noise:<50dBA; Efficiency;minimum 85%.; Accessories: Start up kits during the installation; List of spare parts and consumables, One desktop set with OS Windows 10 or above.• LIS interfacing for complete analyzer system should be done by the company or bear the expenses incurred such as the cost of the handler and installation if the company is not able to carry out the same.(Standardised Brands: Hitachi, Johnson & Johnson "or equivalent or higher" ) | Set
| Calibrator f.a.s. Proteins | 5 x 1mL
| Diluent NaCl 9 % | 50mL
| Fe Standard | 1 x 75mL
| Allergy testing and Autoimmunity Analyser, Automated: Specific for autoimmunity and types of allergy tests; Fluorescence enzyme immuno assay technology for both allergy and autoimmunity; Sample type: Serum/Plasma; STAT sampling position; Throughput: 50 - 60 results per hour with 200-350 results per day; STAT function; Ethernet adaptor compatible with that computer bidirectional interface to LIS /HIS; Inbuilt printer or External printer for patient results and QC reports, LIS compatible;Operational Environmental conditions: Temperature (+5 to +40) deg celcius ,Relative Humidity ( 4 to < 90)%, Altitude ( 200 to 3000 ) mtrs, Atmospheric Pressure (500 to 800) mmHg ; Power Supply : 230V ± 6% , 50 Hz ± 1 % ; Power cord with 3 round pin top; Single phase 2 KVA Online UPS with atleast 6 Nos of 12V 9Ah batteries; Output voltage: 230 +/- 6% , 50 Hz; noise:<50dBA; Efficiency;minimum 85%; one desktop set with OS Windows 10 or above.• LIS interfacing for complete analyzer system should be done by the company or bear the expenses incurred such as the cost of the handler and installation if the company is not able to carry out the same; Accessories: Start up kits including all consumables required for commissioning and testing during during the installation | Set
| Transferrin | 100mL
| Sysmex XS1000i | Piece
| Vacuettner | Piece
| UIBC | 100mL
| Floor-Model Freez Dryer. Specification: Dimensions (approx): 32 W x 29.25 D x 33.5 inch H (outside). Electrical: 208 Volts, 60 Hz, 15A. Capacity: 14 Liters for 24 hours with a maximum low condenser temperature at -85C. This freezer dryer also has digital temperature and vacuum display. The FTS Dura-Dryer includes the TD2COT5000 Dura-Top bulk tray dryer. The tray dryer has non adjustable shelves. Feautures: Corrosion resistant construction results in minimal maintenance, Patended coil design prevents moisture carry-over to the vacuum pump. Clear acrylic door gives condenser. Visibility and automatic defrost reduces turnaround time. | Piece
| MS95 & MS95s CBC analyzers 5-part diff | Piece
| Vacutainer blood collection needle 21 g x 1.25 in | 48/Pkt
| Vacutainer adapter | Piece
| Anti-Streptolysin-O (ASO) | Packet
| Rheumatoid factor (RF) | Packet
| Sysmex Kx 21 analyzer | Piece
| Bilirubinometer: Measurement range: 0 to 30mg/dL; Light Source: Halogen or LED; Wavelength: 455 to 461; 551 to 575nm; Formula: 2 wave length differential formula; Measurement cell: Capillary tube; Sample volume: 50 to 60µL; Display: 3 digit LED;Power Supply : 230V ± 6% , 50 Hz ± 1 % ; Power cord with 3 round pin top (Standardised Brands: Apel "or equivalent or higher") | Set
Reagents for photometer
| Vacuette tube with glycolytic inhibition (Plastic) | Piece
| Vancomycin calset | Packet
| Gamma GTP reagent | Packet
| Triglycerides reagent | Packet
| Alkaline phosphatase, Lyopholized | 100g
Consumables and Reagents for immunology analyser (VITROS ECiQ)
| C-reative protein (CRP) | 10/Pkt
Vacutainer tubes
| Clinical chemistry analyser, Multichannel, Automated (High-end): Fully automated and computerized; Discrete, multi -channelled, truly random access with a provision to test STAT samples; Open system with on-board washing of reaction cuvettes; Control unit must have its own computer set; Sample input /output and sample transport system; Single user interface for easy programming and control; On-board technologies: Photometry, potentiometric and turbidimetry; Test modes: STAT, batch and random access and assay modes like endpoint, kinetic, prozone check rate A, B with blank channel; Able to analyse all the sample types (serum/plasma/urine/CSF and other fluids like peritoneal/pleural/ pericardial/ pancreatic /drain fluid/synovial fluid etc.); Number of reagent channel not less than 60 slots with 3 ISE and 3 serum indices (lipemic, icteric and haemolysed) with cool compartment of 4-8°C; Reagent volume to the minimum of ( R1:150-450µL, R2: 20-450µL); Sample volume, 2-45µL/test or as per assay dependant; Reaction temperature of the system, 37°C; Routine throughput of at least 1600-2000 photometric tests/hour; On-board sample capacity, at least 50 or more with continuous loading; On-board sample and calibrator dilution; Automatic washing cuvettes preferably non-disposable; Independent sample probes and reagent probes with liquid level detection, clot detection and collision protection and inventory checking temperature of 15-30°C and humidity of 35-80%; Independent mixers for each module to ensure sufficient reaction; Uniform mixing of reagent and sample; Patient samples and reagents scanned with on-board barcode; Light source, halogen lamp or LED; Wavelength of filter, 300-800nm; Operating system compatible with LIS; Analyser should have atleast one RS232 or network port. Ethernet adaptor compatible with that computer bidirectional interface to LIS /HIS; Inbuilt printer or External printer for patient results and QC reports, LIS compatible;Operational Environmental conditions: Temperature (+5 to +40) deg celcius ,Relative Humidity ( 4 to < 90)%, Altitude ( 200 to 3000 ) mtrs, Atmospheric Pressure (500 to 800) mmHg ; Power Supply : 230V ± 6% , 50 Hz ± 1 % ; Power cord with 3 round pin top; Single phase 10 KVA Online UPS ; Output voltage: 230 +/- 6% , 50 Hz; noise:<50dBA; Efficiency;minimum 85%.Accessories: Adapters for different sizes of reagent bottles; Start up kits during the installation; List of spare parts and consumables; Deionizer plant with the analyser; one desktop set with OS Windows 10 or above.• LIS interfacing for complete analyzer system should be done by the company or bear the expenses incurred such as the cost of the handler and installation if the company is not able to carry out the same. | Set
Consumables and reagents for Electrolyte analyzer (Prolyte)
| Probe | Piece
Consumables (Biochemistry and Immunology)
Equipment (Biochemistry and Immunology)
| Chemistry Analyzer System: Discrete, multi-channel, fully automatic and computerized machines, truly random access, open system with onboard washing of reaction cuvettes. Test modes: stat, batch, random access. Assay modes: endpoint, kinetic, prozone check, rate A, B with blank Channels: on board chemistry and ions. Throughput: 200  400 tests per hour with ISE Serum indices: lipemic, Icteric, hemolysed Reagent Volume: minimum ( R1- 150  450 uL, R2  20  450 uL ) Sample Volume: 2  45 uL, step by 0.1 uL Sample types: serum/plasma/urine/CSF & other fluids like peritoneal/pleural/pericardial etc. Reaction temperature: 37°C Stat positions: about 20 positions Cuvettes: Automatic washing cuvettes preferably non-disposable Printer: inbuilt with use of non thermal paperInterface: mono and bi-directional interface essential Cooling: Cool compartment for reagent 4  8 °C Method types: performs routine tests, enzymes, drugs assays, immunoturbidimetric assays, Auto dilution and auto rerun during the run Water Supply: On line water supply plant Wavelength: 340, 380, 412, 450, 505, 546, 570, 605, 660, 700, 740, 800 Absorbance: 0  3 Abs. Sample probe: Liquid level detection, clot detection and collision protection Reagent probe: Liquid level detection, collision protection and inventory checkingTemperature: 15  30 °C Humidity: 35  80 % Power supplies: 200  240 V, 50/60Hz, 1200 VA with UPS Operation System: Windows XP, Interface RS  232 Accessories: 1. Adaptors should be provided for different sizes of reagent bottles. 2. Start up kits should be provided free of cost during the installation. 3. List of spare parts and consumables should be submitted. 4. Warranty 5. Deionizer should be supplied with the analyzer. Power: 220 - 240V, 50 Hz. power cord with round 3 pin top and appropriate UPS | Set
| A fully automated ELISA processor ,ELISA Plate Processing.The instrument needs to process the key steps of an enzyme immunoassay (EIA), from sample preparation to interpretation of optical density (OD) results. Components include:Pipettor used for diluting and/or dispensing samples and reagents. Incubation slots preset at 5°C, room temperature, or 37°C. 8-channel manifold washer. Microplate reader. Positive identification of samples, reagents, and controls is performed via the internal barcode reader.4 units 96 well microplates (pipetting,incubator,reading).1 unit independent washer &reader( two 8 nozzle manifolds).Liquid levels are checked and presence of possible clots detected. can be connected to Two-way connectivity to the laboratory information System (LIS). Power supply: AC 220V- 230V, 50HZ Power cord with round 3 pin top and suitable voltage stabilizer | Set
| Zippette Digital Bottle Dispenser: Specification: Capacity: 0-30ml. Delivery accruracy ± 0.3%, Precission better than 0.1% CV, adjustable volume by turning the top bottom, Chemical resistent can be used for wide range of equipments, Large digital volume display for easy and precise volume setting, display resolution of 100 ul, Autoclavable at 121°C2 bar. Simple user calibration via front panel buttons for GLP/ISO compliance. Safety right-angled spout design. Borosicate glass barrel protected with a transparent olyprophylene sleeve. Bubble free dispensing. | Set
| Barcode Printer with Thermal paper size: 2 inches W x 1 inch L | Set
| CA 72.4 reagent | 100/pkt
| CA 72.4 calset | 1mL
| Testosterone reagent | 100/Pkt
| Troponin T reagent | 100/Pkt
| Troponin T calset | Packet
| Testosterone calset | Packet
| CEA reagents | 100/Pkt
| Estrogen | 100/Pkt
| Estrogen Cal set | Packet
| ISE Cleaning Cell | 100mL
| Preci Control U | 2x3mL
| Beta HCG cal set | Packet
| Beta HCG | 100/Pkt
| Universal diluent | Packet
| Vitamin D reagent | 100/Pkt
| Micropipette, 8 Channel, adjustable, volume range 50 - 200µl | Piece
| Magnesium Chloride, 50 millimole | gm
| Testosterone cal set | Packet
| Vitamin D calset | 4 x 1mL
| Preventive Maintenance kit | Set
| Consumables and Reagents for Clinical Chemistry Analyser, Multichannel, Automated (Mispa Nano Plus BS 360) | Heading
| Microtainer tube extender | Piece
| Alanine Aminotransferase (ALT) | 4 x 35 / 2 x 18 mL
| Alkaline Phosphatase (ALP) | 2 x 35 / 2 x 10mL
| Microtainer red cap, No additive, 0.4 - 0.5mL for serum determinations in clinical chemistry and serology | Piece
| Microtainer red cap, No additive, 0.4 - 0.5mL for serum determinations in clinical chemistry and serology | Piece
| Albumin | 4 x 30mL
| ALP | 2 x 44
| Internal filling solution for easylyte | 125mL
| Daily cleaning solution for Easylyte | 6 x 15mL
| Amylase | 2 x 30mL
| ASO Quantitative | 1 x 20 / 1 x 11mL
| Asparate Aminotranferase (AST) | 4 x 35 / 2 x 18mL
| Calcium | 2 x 35mL
| Creatinine Kinase (CPK) | 1 x 30 / 1 x 8mL
| Creatinine | 4 x 35 / 2 x 18mL
| CRP Quantitative | 1 x 20 / 1 x 8mL
| Direct Bilirubin | 4 x 30 / 2 x 8mL
| Cholesterol (TC) | 4 x 35mL
| Gamma Glutamyltransferase (GGT) | 1 x 30 / 1 x 8mL
| D-HDL Cholesterol | 2 x 30 / 2 x 10mL
| Glucose (Hexo method) | 4 x 35 / 2 x 18mL
| Iron (Fe) | 1 x 23 / 1 x 6mL
| Lactate Dehydrogenase (LDH) | 1 x 30 / 1 x 8mL
| Magnesium | 1 x 30mL
| Phosphorus | 1 x 30mL
| Total Bilirubin | 4 x 35 / 2 x 10mL
| Total Protein | 4 x 30mL
| Triglycerides (Tg) | 4 x 35mL
| Urea | 4 x 30 / 2 x 16mL
| Uric Acid | 2 x 35mL
| RF Quantitative | 1 x 20 / 1 x 8mL
| HBA1C | 1 x 30/1x10/2x63mL
| HbA1C Calibrator | 4 x 0.5mL
| HbA1C Control | 1 x 2 / 2 x 0.5mL
| Multi/Serum Calibrator | 5 x 2mL
| ASO Calibrator | 1 x 1mL
| CRP Calibrator | 1 x 2mL
| RF Calibrator | 1 x 1mL
| ASO/RF/CRP Control LOW | 2 x 1mL
| ASO/RF/CRP Control HIGH | 2 x 1mL
| Control Normal | 1 x 5mL
| Control High | 1 x 5mL
| CS anti-bacterial detergent (Nano Detergent) | 4 x 30mL
| Phenytoin reagent | Packet
| CS Alkaline detergent | 500mL
| Sample Cup | 500/Pkt
| Consumables and Reagents for Ion-selective analyser, Automated (Elite, Triviton) | Heading
| Na/K/Cl Reagents Pack | 750mL
| EA005- ELITE Reference Electrode | Piece
| Cleaning Solution | 50mL
| Condition Na Solution | 100mL
| Glucose fasting/PP/R | 10 x 44
| Consumables and Reagents for Clinical Chemistry Analyser (EM 200/EM 360) | Heading
| Gamma GTP | 2 x 44/2 x 11
| Total Cholesterol | 10 x 44
| Na/K/Cl Pack | 800
| Iron (Fe) | 129mL
| CPK | 2 x 44/2 x 11
| RF with Calibrator | 1 x 10/5 x 25
| CRP with Calibrator | 1 x 10/5 x 25
| ASO with Calibrator | 1 x 10/5 x 25
| Control Serum- Normal | 1 x 5mL
| Control Serum- Ab-Normal | 1 x 15mL
| HBA1C Control Low | 1mL
| HBA1C Control High | 1mL
| ASO Control Low | 1mL
| ASO Control High | 1mL
| CRP Control Low | 1mL
| CRP Control High | 1mL
| XL Multi Cal (Calibrator) | 4 x 3mL
| Erba AUT Wash | 10 x 100mL
| Wash Solution for Easylyte | 50mL
| Urine Diluent for Easylyte | 500mL
| Sample Cup | 500/Pkt
| Creatinine | 5 x 44/5 x 11
| Bicarbonate calset | Packet
| Direct Bilirubin | 6 x 44
| Total Bilirubin | 6 x 44
| HBA1C | 136mL
| LDH | 2 x 44/2 x 11
| Uric Acid | 5 x 44/5 x 11
| Calcium | 125mL
| Albumin | 10 x 44 mL
| Triglyceride | 5 x 44/5 x 11
| Urea | 5 x 44/5 x 11
| Vacuum flask kit, Glass (Heavy Duty) Capacity: 2L; Filter funnel with glass frit base, 500mL, SS Funnel Clamp, SS Funnel Cover, Vac House | Set
| Flip-off vial crimper hand tool, Manual SS; 13mm; Size: 8-32 mm; Production capacity: 20-30 bottle/min | Piece
| Barcode tube labelling system, Automated Simple labeling unit; Transparent doors and screen touch LCD; Barcodes code 39, code 93,code 128, codabar, ITF; Tube supply method, direct tube pallet supply; Tube capacity, more than 400 patients in total; Throughput of 1200 tubes/hour; Power supply of 100-240V, 50/60HZ, 3.5A; Thermal label of 2000 pieces per roll | Set
| Ion-selective analyser, Automated, Low end: For Na+, K+, Cl- Li+; Classification: Moderate complexity; Sample: Whole blood, Serum, Plasma, Urine, Body fluids; Sample size: Approximately 100µL; Accuracy: 0.99; Analysis time: Less than 60sec (blood), 90sec (urine); Data storage: Patient result and QC results, Normal, Low and High; Calibration: Automatic or On demand; Output: Printing of result, RS-232; Power supply: AC 220-240V, 50Hz; Power cord with 3 round pin top (Standardised Brands: Medica and Diamond Diagnostics) | Set
| Iron reagent | 200mL
| Laboratory Freeze-dryer, Floor standing: Capacity: 14L for 24 hours with a maximum low condenser temperature at -85°C; Display: digital temperature and vacuum display; Dryer: top bulk tray dryer with non-adjustable shelves; Features: Corrosion resistant construction, Patented coil, Clear acrylic door; Visibility and automatic defrost; Power supply: AC 220-240V, 50Hz; Power cord with 3 round pin top | Set
| Clinical chemistry analyser, Multichannel, Automated (Low-end): Discrete, multi-channelled, truly random access with a provision to test STAT samples; Open system with on-board washing of reaction cuvettes; Control unit must have its own computer set; Sample input/output and sample transport system; Single user interface for easy programming and control; On-board technologies, Photometry, Potentiometry and Turbidimetry; Test modes, STAT, batch and random access and assay modes like endpoint, kinetic, prozone check rate A, B with blank channel; System should analyse all the sample types (serum /plasma/urine/CSF and other fluids like peritoneal/pleural /pericardial/pancreatic/drain fluid/synovial fluid etc.); Number of reagent channel not less than 30 slots and 3 serum indices (lipemic , icteric and haemolysed) with cool compartment of 4-8°C; Reagent volume to the minimum of ( R1: 150-450µL, R2: 20-450µL); Sample volume, 2-45µL/test or as per assay dependant; Reaction temperature of the system, 37°C; Routine throughput of at least 200-300 photometric tests/hour; On-board sample capacity of at least 50 or more with continuous loading; On-board sample and calibrator dilution; Automatic washing cuvettes preferably non-disposable; Independent sample probes and reagent probes with liquid level detection, clot detection and collision protection and inventory checking temperature of 15-30°C and humidity of 35-80%; Patient samples and reagents scanned with on-board barcode scanner; Light source, long life halogen lamp; Wavelength of filter, 300-800nm (340,450, 505, 546 ,570, 605,660, 700, 740 and 800); Operating system compatible with LIS; Analyser should have atleast one RS232 or network port. Ethernet adaptor compatible with that computer bidirectional interface to LIS /HIS; Inbuilt printer or External printer for patient results and QC reports, LIS compatible;Operational Environmental conditions: Temperature (+5 to +40) deg celcius ,Relative Humidity ( 4 to < 90)%, Altitude ( 200 to 3000 ) mtrs, Atmospheric Pressure (500 to 800) mmHg ; Power Supply : 230V ± 6% , 50 Hz ± 1 % ; Power cord with 3 round pin top; Single phase 2 KVA Online UPS with atleast 6 Nos of 12V 9Ah batteries; Output voltage: 230 +/- 6% , 50 Hz; noise:<50dBA; Efficiency;minimum 85%.Accessories: Adapters for different sizes of reagent bottles; Start up kits during the installation; List of spare parts and consumables; Deionizer plant with the analyser; one desktop set with OS Windows 10 or above.• LIS interfacing for complete analyzer system should be done by the company or bear the expenses incurred such as the cost of the handler and installation if the company is not able to carry out the same. (Standardised Brands: ERBA Mannheim or equivalent or higher) | Set
| Phenytoin calset | Packet
| Everolimus calset | 1mL
| Bicarbonate control | Packet
| Cyclosporine reagent | 100mL
| Cyclosporine calset | 1mL
| Bicarbonate reagent | Packet
| Sirolimus reagent | 100mL
| Integra cleaner | 1000mL
| Sirolimus calset | 1mL
| Preci Control ISD | 3mL
| Everolimus reagent | 100mL
| ISD sample pretreatment | 30mL
| Ammonia reagent | Packet
| Amikacin calset | Packet
| Tacrolimus calset | 1mL
| Vitamin D total reagent | Packet
| Vitamin D 25hydroxy | Packet
| Ammonia control | Packet
| Ammonia calset | Packet
| Amikacin reagent | Packet
| Digoxin calset | Packet
| CFAS | 3mL
| Halogen Lamp | Piece
| Control for medicine | Packet
| Gentamycin reagent | Packet
| Digoxin reagent | Packet
| Gentamycin calset | Packet
Biochemistry and Immunology (Others) | Barcode label thermal paper Size 2x1 inch (500 labels/roll) | Roll
| Almunium Crimp Neck auto Sampler vial cap | 100/pkt
| Amber Glass bottle 10ml with rubber cap | 500/pkt
| Albumin (Powder) | 250gm
| Creatinine (powder) | 250gm
| Glucose (powder) | 250gm
| Urea (powder) | 250gm
| Bilirubin (powder) | 250gm
| Alanine Pyruvate Tramsaminase (lyopholized) | 100gm
| Aspartate Transaminase (lyopholized) | 100gm
| Alkaline phosphatase (lyopholyzed) | 100gm
| Lactate Dehydrogenase (lyopholyzed) | 100gm
| Micro Haematocrite Capillary Tube, Hepainized (75mm length) | 100 tube/pkt
Biochemistry and Immunology (Reagent & Consumables for ELECSYS 2010) | Free PSA II for ELECSYS 2010 | 100test/ pkt
| Serum CEA for ELECSYS 2010 | 100test/ pkt
| Freeze Dryer, Floor-Model: Capacity: 14L for 24 hours with a maximum low condenser temperature at -85C; Display: digital temperature and vacuum display; Dryer: top bulk tray dryer with non adjustable shelves; Feautures: Corrosion resistant construction, Patended coil, Clear acrylic door; Visibility and automatic defrost. Power supply 220 - 240V, 50 Hz. Power cord with round 3 pin top and appropriate UPS. | Piece
| Photometer: Reagents used: liquid; Power needed: 120, 200Vac; Watts (generator) 50; Technique: Photometry; Incubator, present; Configuration: integral 25 - 37°C; Tube capacity: 10 samples; Sample requirements: whole blood, plasma, serum; Size/range: from 5µL sample; Illumination source: halogen lamp; Wavelengths: 340, 405, 505, 546, 578, 630nm; Interface protocol: RS-232 output; Calibration procedure: automatic; Configuration: filter photometer; Test parameters: 35 tests. Power: 220 - 240V, 50 Hz. power cord with round 3 pin top and appropriate UPS. | Set
| Micro-vacuette tube for blood collection, Clot activator, 500 - 1000µL (Plastic) | 100/pkt
| Micro-vacuette tube for blood collection, Sodium Flouride, 500 - 1000µL (Plastic) | 100/pkt
| Folate Reagent | Packet
| CA 15.3 Calset | 4 x 1mL
| AFP for ELECSYS 2010 | 100test/ pkt
| CA 15.3 Reagent | 100tests/pkt
| SYS Wash for ELECSYS 2010 | 500ml
| T3 calset for ELECSYS 2010 | 4x1ml
| T3 for ELECSYS 2010 | 200test/ pkt
| T4 calset for ELECSYS 2010 | 4x1ml
| T4 for ELECSYS 2010 | 200test/ pkt
| Testosterone calset for ELECSYS 2010 | 4x1ml
| Testosterone for ELECSYS 2010 | 100test/ pkt
| Total PSA II for ELECSYS 2010 | 100test/ pkt
| TSH calset for ELECSYS 2010 | 4x1ml
| TSH for ELECSYS 2010 | 200test/ pkt
| CA 19.9 Calset | 4 x 1mL
| CA 19.9 Reagent | 100tests/pkt
| Assay tips | 30 x 120/tips
| Assay Cup for ELECSYS 2010 | 60x60
| Clean cell for ELECSYS 2010 | 6x380 mL
| CEA calset for ELECSYS 2010 | 4 x lmL
| Cortisol calset for ELECSYS 2010 | 4x1ml
| Cortisol for ELECSYS 2010 | 100test/pkt
| Estradiol calset for ELECSYS 2010 | 4x1ml
| Ferritin Calset for ELECSYS 2010 | 4x1ml
| Ferritin for ELECSYS 2010 | 100test/ pkt
| Free PSA II calset for ELECSYS 2010 | 4x1ml
| FSH calset for ELECSYS 2010 | 4x1ml
| FSH for ELECSYS 2010 | 100test/ pkt
| HCG -1 Beta calset for ELECSYS 2010 | 4x1ml
| HCG -1 Beta for ELECSYS 2010 | 100test/ pkt
| LH calset for ELECSYS 2010 | 4x1ml
| LH for ELECSYS 2010 | 100test/ pkt
| Procell for ELECSYS 2010 | 6x380 mL
| Progesterone calset for ELECSYS 2010 | 4x1ml
| Prolactin calset for ELECSYS 2010 | 4x1ml
| Maintenance kit for ELECSYS 2010 | Packet
| Progesterone for ELECSYS 2010 | 100test/ pkt
| Prolactin for ELECSYS 2010 | 100test/ pkt
| PSA II calset for ELECSYS 2010 | 4x1ml
| CA-125 calset | 4 x 1mL
| Oncology Control Normal/ Abnormal | 4 x 3mL
| Diluent Universal | 2 x 16mL
| CA-125 Reagent | 100tests/pkt
| Vit B12 Calset | Packet
| Vit B12 Reagent | Packet
| Folate Calset | Packet
| Preci control Varia, Vit.B12, Ferritin, Folate | 4 x 3mL
| Calcium for Photometer | Packet
| Preci control - U for ELECSYS 2010 | 4x3 ml
| Butterfly Needle with adapter for vacuette tube, 23G | 100/pkt
| Vacuette tube, Plain, 5mL (Plastic) | 100/pkt
| Estradiol for ELECSYS 2010 | 100test/ pkt
| AFP calset for ELECSYS 2010 | 4x1ml
| Rapid Test | Piece
| Immunology Analyzer (ECiQ) | Piece
| SYS clean for ELECSYS 2010 | 5x100ml
Biochemistry and Immunology (Reagent & Consumables for ELECTROLYTE Analayzer (DIAMOND) ) | Membrane Assembly for DIAMOND | Pkt
| Reference Electrode for DIAMOND | Pkt
| Chloride Electrode for DIAMOND | Pkt
| Internal filling solution for DIAMOND | 125ml/Bottle
| Na/K/Cl for DIAMOND | Pkt
| Sample detector for DIAMOND | Pkt
| Sample probe for DIAMOND | Pkt
| Sodium Electrode for DIAMOND | Pkt
| Solution Valve for DIAMOND | Pkt
| Tubing Kit for DIAMOND | Pkt
| Wash solution for DIAMOND | Pkt
| Potassium Electrode for DIAMOND | Pkt
| Daily cleaning solution for DIAMOND | 6x15ml/Bottle
Biochemistry and Immunology (Reagent & Consumables for Electrolyte Analyzer (Easylyte)) | Reference Electrode for Easylyte | Pkt
| Daily cleaning solution for Easylyte | 6x15ml/Bottle
| Internal filling solution for Easylyte | 125ml/Bottle
| Membrane Assembly for Easylyte | Pkt
| Na/K/Cl for Easylyte | Pkt
| Potassium Electrode for Easylyte | Pkt
| Sample detector for Easylyte | Pkt
| Sample probe for Easylyte | Pkt
| Sodium Electrode for Easylyte | Pkt
| Solution Valve for Easylyte | Pkt
| Tubing Kit for Easylyte | Pkt
| Wash solution for Easylyte | Pkt
| Chloride Electrode for Easylyte | Pkt
Biochemistry and Immunology (Reagent & Consumables for Immunology Analyzer (ECIQ) ) | β-HCG II calibrator for ECiQ | Pkt
| β-HCG II for ECiQ | Pkt
| TT3 calibrator for ECiQ | Pkt
| TT4 calibrator for ECiQ | Pkt
| TSH calibrator for ECiQ | Pkt
| TT4 for ECiQ | Pkt
| Thyroid control for ECiQ | Pkt
| Micro sample cup for ECIQ | Piece
| TT3 for ECiQ | Pkt
| Signal Reagent for ECiQ | Pkt
| TSH for ECiQ | Pkt
| Maintenance pack for ECiQ | 2sets/Pkt
| Universal Wash for ECiQ | 2bottles of 5L/Pack
| Versa Tips for ECiQ | Piece
Biochemistry and Immunology (Reagent for Photometer) | Halogen lamp 20W 12V for Photometer | No.
| AST (SGOT) for Photometer | Packet
| Bilirubin Total & Direct for Photometer | Packet
| Cholesterol for Photometer | Packet
| Creatinine for Photometer | Packet
| Gamma GTP for Photometer | Packet
| Glucose for Photometer | Packet
| Control high | Packet
| Control normal | Packet
| ASO Rapid Test Kit | Packet
| CRP Rapid Test Kit | Packet
| RF Rapid Test Kit | Packet
| Widal Slide Test | 4x5ml
| LE (SLE) slide test | 50test/ pkt
| Thermal paper roll for Photometer | Roll
| Triglycerides for Photometer | Packet
| Urea for Photometer | Packet
| Uric Acid for Photometer | Packet
| ALT (SGPT) for Photometer | Packet
| Total protein for Photometer | Packet
| Albumin for Photometer | Packet
| Alkaline Phosphatase for Photometer | Packet
Biochemistry and Immunology (Vacuttainer Tubes) | Vacuette tube with glycolytic inhibition - Plastic | 100/pkt
| Vacuette tube with serum clot activator 10ml capacity - Plastic | 100 tubes/pkt
| Vacuette tube with gel,10ml capacity - Plastic | 100 tubes/pkt
| Vacuette tube with serum clot activator 5ml capacity - Plastic | 100/pkt
Blood Bank | Blood bag transport container, 10-12 blood bags of 450mL: insultated transport box less than 3Kg (when empty) with cooling component; Maintenance of temperature :2 to 10°C for minimum of 13 hours in an ambient temperature of 43°C; Minimum ice melting rate: More than 10 hours/kg ice melted during 43°C cold life test; should accomodate atleast four ice packs ; Two handles for easier lifting; Weight when fully loaded should be less than 12 Kg;(Standardised Brands: Fresenius, B-Medical System or equivalent or higher) | Set
| Blood bag transport container, 25 blood bags of 450mL: insulated transport box less 7Kg (when empty) with cooling component; Castor wheels/ troller for easy transportation; Maintenance of temperature:2 to 10°C for minimum of 13 hours in an ambient temperature of 43°C; Minimum ice melting rate: More than 10 hours/kg ice melted during 43°C cold life test; Sufficient water filled ice packs for freezing at -20°C; Two handles for easier lifting; Weight when fully loaded should be less than 20Kg;Should be operable in AC (230V ± 6% , 50 Hz ± 1 % ) and DC (12 /24 V )(Standardised Brands: Fresenius, B-Medical System or equivalent or higher) | Set
| Blood refrigerator, Upright, 300L: Type: Compression type, CFC free refrigerant gas; Construction: SS internal; Corrosion resistant exterior; Glass door and roll out SS drawers; Electronic temperature control: range 2 - 6°C with setting accuracy ±1°C; Fan air cooling; Perform in an ambient temperature of 10 - 43°C; Hold over time: A full load of blood packs at 4°C should take at least 30 minutes to rise to above 6°C; Cooling down time: A full load of blood packs at 25°C should take a maximum of 13 hrs for all the packs to reach below 6°C; Digital temperature LED display with 0.1°C gradation; Temperature recording device; Longer holdover time in the event of power failure; Audible and visual alarm system for unsafe temperatures; Battery backup for alarm and temperature recording device; Mounted on castor wheels; Minimum compressor starting voltage: 22% below nominal voltage; With backup battery to last for minimum 48 hours; 2KVA online UPS :Output voltage: 230 +/- 6% , 50 Hz, noise:<50dBA, Efficiency;minimum 85%; Power Supply : 230V ± 6% , 50 Hz ± 1 % ; Power cord with 3 round pin top (Standardised Brands: Karl Kolb, Thermo Electron Co. ,Terumo Penpol or equivalent or higher) | Set
| Blood refrigerator, Upright, 500L: Type: Compression type, CFC free refrigerant gas; Construction: SS internal; Corrosion resistant exterior; Glass door and roll out SS drawers; Electronic temperature control: range 2 - 6°C with setting accuracy ±1°C; Fan air cooling; Perform in an ambient temperature of 10 - 43°C; Hold over time: A full load of blood packs at 4°C should take at least 30 minutes to rise to above 6°C; Cooling down time: A full load of blood packs at 25°C should take a maximum of 13 hrs for all the packs to reach below 6°C; Digital temperature LED display with 0.1°C gradation; Temperature recording device; Longer holdover time in the event of power failure; Audible and visual alarm system for unsafe temperatures; Battery backup for alarm and temperature recording device; Mounted on castor wheels; Minimum compressor starting voltage: 22% below nominal voltage; With backup battery to last for minimum 48 hours; Power Supply : 230V ± 6% , 50 Hz ± 1 % ; Power cord with 3 round pin top ; 2KVA online UPS :Output voltage: 230 +/- 6% , 50 Hz, noise:<50dBA, Efficiency;minimum 85%(Standardised Brands: Karl Kolb, Thermo Electron Co. , Terumo Penpol or equivalent or higher) | Set
| Platelet kit, Single donor for Apheresis machine | Set
| Plasma Storage Freezer (Upright type) | Set
Consumables for Haemocue Hb 201
| Stylus Pen for blood bank refrigerator (Specify brand and model) | Packet
| Blood donor chair: Able to tilt couch by a simple switch; Castor wheels; Tray and stands; Loading capacity: 135 kg; Upholstery: Soft upholstery of minimum 2.5inch thickness; Base adjustments: Back rest tilt 0-75°; Seat rest tilt 0-20°, Leg rest tilt to 35°; Appropriate voltage stabilizer; Power Supply : 230V ± 6% , 50 Hz ± 1 % ; Power cord with 3 round pin top (Standardised Brands: Digitherm, Insignia or equivalent or higher) | Set
| Blood bag transport container, 10-12 blood bags of 450mL: Maintenance of temperature under 10°C for minimum of 130 hours in an ambient temperature of 43°C; Minimum ice melting rate: More than 10 hours/kg ice melted during 43°C cold life test; Sufficient water filled ice packs for freezing at -20°C; Two handles for easier lifting; operate from the direct current of a motor vehicle battery during long transportation hours | Set
| Blood component separator, Manual: Spring loaded; Fitted with 8mm Plexiglas’s plate; Capacity: up to 990mL volume; Rear base designed to wash the bloodstains | Set
| Blood bag transport container, 25 blood bags of 450mL: Maintenance of temperature under 10°C for minimum of 130 hours in an ambient temperature of 43°C; Minimum ice melting rate: More than 10 hours/kg ice melted during 43°C cold life test; Sufficient water filled ice packs for freezing at -20°C; Two handles for easier lifting; operate from the direct current of a motor vehicle battery during long transportation hours | Set
| Column agglutination test system Single work station including incubator, Centrifuge and CAT casettes rack; Incubator: Capacity: max. 190 columns; Two different channels with individual incremental timer; Audio and visual indicator for temperature monitoring; Centrifuge:Capacity: hold minumum 12 cassettes at a time; Audio alarm for completion of cycle; Parameters: Blood grouping, Cross matching, Antibody Screening, identification and red cell phenotyping; The maximum test procedure time including both incubation and centrifugation, approx. 15 minutes for Coombs Test and 5 minutes for Blood grouping; Time and temperature displayed on LCD; Enhanced Error code intelligence for trouble shooting; Power supply: AC 220-230V, 50-60Hz; Power cord with 3 round pin top (Standardised Brands: Tulip Diagnostic) | Set
| Camping cot for blood donation, Portable and Foldable: Anti-rust steel frame; Double layer durable cloth, with right angle of inclination; Water resistant and easy cleaning; Light weight, easy-to-fold with carry bags | Set
| Blood weighing scale, Electronic: Measure blood and blood components in weight and volume; Weighing range: up to 1kg; Resolution; 1g; Zero set provision to account for weight of the empty bag; Alarm when the programmed volume is reached; LED indications for zero set, volume measurement; Power Supply :230V ± 6% , 50 Hz ± 1 % ; Power cord with 3 round pin top (Standardised Brands: Terumo Penpol or equivalent or higher) | Set
| Serofuge, Blood bank, Benchtop: Centrifuge head for 12 tubes, 10 x 75mm and 12 x 75mm; Max RCF 3000RPM/1006xg; 10 different adjustable parameters; Time display in seconds; Power Supply : 230V ± 6% , 50 Hz ± 1 % ; Power cord with 3 round pin top; Accessories: Centrifuge head for 6 tubes of 15 x 100mm dimension; Extra Centrifuge head for 12 tubes of dimensions 10 x 75mm and 12 x 75mm | Set
| Centrifuge bucket equalizer: Measures two buckets separately; measures weight up to 2500g with accuracy of ±2g; Two LCD display; Balanced weight shown as audio and visual alarms and with built in taring switch and calibration port; Power Supply :230V ± 6% , 50 Hz ± 1 % ; Power cord with 3 round pin top(Standardised Brands: Remi or equivalent or higher) | Set
| Cell washer, Automatic: Automated and manual operation; Fast acceleration and deceleration; Agitates automatically after each decant; agitate cycle operated manually; Digital display of time and wash cycle; Single distributor for standard 10 x 75mm or 12 x 75mm test tubes (24 test tubes); Easy-to-clean housing, brushless system; Lifetime lubrication of all moving arts; Saline level detection/alarm system; Speed and RCF: 500-3000RPM and decant speed at 600RPM; Controls for mode, Cycle; Time and Command; Operating environmental condition: -10 degree to +40 degree C; Power Supply: 220 - 240V, 50 Hz; Power cord with round 3 pin top and appropriate voltage stabilizer; Accessories: Centrifuge head with No 1 to 24 test tube holders of 10 x 75mm or 12 x 75mm test tubes diameter; Aspiration tube (1 meter); PVC tube between saline pump and NaCl detector (1 meter); Ballast for tube NaCl=H2O; Polypropylene connector right angled connecting piece for tubes); Waste tube(1 meter); Fan filter (Standardised Brands: DiaMed) | Set
| Platelet incubator with agitator: Flatbed agitator fitted inside a temperature-controlled incubator operating in a CFC free refrigerant gas and insulation material; Operation: Continuous; Construction: SS Internal; Corrosion resistant, external at least 1mm thickness; Hold a load of random platelet packs (300mL bag size) and Glass door for easy inspection from outside; Shelves: Corrosion resistant material with sufficient clearance; Easy loading and withdrawal of platelet packs; Shelves should not be pulled out in error; Amplitude 3.6-4.0cm; 65-75 strokes/minute; Internal temperature control: Fan cooling, Electronic temperature control to maintain even temperature 22°C± 2°C at all shelves and temperature display unit at 0.1°C graduation; Microprocessor controlled LCD display of the inside temperature; Audio-visual alarm when temperature out of range, open door, low battery and power failure warning, with battery backup; Capacity: 24 - 36 bags; Temperature recording mechanism; 2 KVA voltage stabilizer;Power Supply : 230V ± 6% , 50 Hz ± 1 % ; Power cord with 3 round pin top (Standardised Brands: Terumo Penpol or equivalent or higher) | Set
| Ice scrapper | Piece
| Laboratory tubing welder: LCD display of operating status; Guidance for the operators and error messages; Tubing sizes: Outer diameter: 3.9 - 4.5mm, inner diameter :2.9-3.1mm; Tubing material: Polyvinyl Chloride (PVC); Leukocyte reduction filters, apheresis kits; Power 220-240V, 50Hz; Power cord with round 3 pin top | Set
| Gel card reader Single card slot compatible for both 6 microtubes and 8 microtubes gel card; Imaging, CCD camera; Automatic card barcode reader for test selections; Operated through an external PC with customized software for results; Interpretations & storage of tested card Images | set
| Plasma thawing unit: Construction: Internal: Corrosion resistant material, easy to clean and no staining; External: Corrosion resistant; Easy loading and removal of the plasma packs; Easy to empty water when required; Internal temperature control: Tamper resistant temperature control set at 37°C (±1°C); External ambient temperature: Perform in an ambient temperature of 10 to 30°C; Thawing Time: A full load of flat plasma packs (approx.. 250mL volume) with a core temperature of -30°C should be thawed completely in less than 20 minutes; Warning systems: Digital temperature (LED) display with 0.1°C graduations; Visual and audible alarm system indicating temperature outside range; Audible/visual alarm if water level drops; Audio/visual alarm if plasma pack leaks during thawing if pack is not in a leak proof container; Capacity: 8 plasma bags at a time; Power Supply : 230V ± 6% , 50 Hz ± 1 % ; Power cord with 3 round pin top; 2 KVA voltage stabilizer; Accessories: Plastic wraps for holding the bags during thawing (Standardised Brands: Helmer "or equivalent or higher") | Set
| Haemoglobinometer: Measuring range: 0-25.6g/dL; Samples can be capillary, venous or arterial blood for Hb estimation; Battery (type AA) operable and with Power Supply : 230V ± 6% , 50 Hz ± 1 % ; Power cord with 3 round pin top.(Standardised Brands: Hemocue, EKF diagnostics or equivalent or higher) | Set
| View box, Macroscoipic reading of agglutination reactions during ABO blood grouping and Rh typing | Piece
| Blood tube stripper: Multifunctional instrument for squeezing tubing and cutting the tubing of the blood bag segments | Set
| pH buffer powder for estimating pH of 4.01, 7.00 and 10.01 @ 25oC with accuracy of pH solution prepared to be +/-0.01 pH | Piece
| Solution for preservation of red blood cell antigenicity to enhance stability of 4 to 6 weeks post preparation | Packet
| Antibody screening cells, Conventional tube method, together the three cell set must possess all the antigens on their red cells for Rh, Kidd, Duffy, P1, MNS, Kell, Lewis, Lutheran blood group system | Piece
| Temperature recorder chart for blood bank refrigerator (Specify brand and model) | Packet
| Rh phenotype with Anti-D card: Containing six microtubes, pre-filled with gel in a suitable buffer with monoclonal Anti-C, Anti-c, Anti-D (IgM) (VI-), Anti-E, Anti-e and neutral gel. | 24/Pkt
| Rh phenotype with Anti-K card: Containing six microtubes, prefilled with a gel in a suitable buffer containing Monoclonal Anti-C , Anti-c, Anti-E , Anti-e, Anti -K and neutral gel in appropriate microtubes | 24/Pkt
| Antibody screening cells, 0.8% suspensionfor column agglutination technology; The three cell panel must together possess all the antigens on their red cells for Rh, Kidd, Duffy, P1, MNS, Kell, Lewis , and Lutheran blood group system | Set
| Coombs Anti-IgG card: Containing six microtubes pre-filled with gel in a suitable buffer containing monospecific Anti-IgG antibodies | 24/Pkt
| Cool box to transport blood bags Capacity :25 blood bags of 450ml. Robustness - Fitting 2, casing 2, Cold life, Maintenance of under +10ºC for minimum of 130 hours in an ambient temperature of +43ºC | Set
| Complete grouping card: 8 prefilled gel cards containing monoclonal anti-A, anti-B, anti- AB, anti-D, neutral gel and reverse grouping chamber | 24/Pkt
| HBc IgM calibrator | Packet
| Platelet agitator and incubator | Set
| Haemocue Cleaner | 5/pkt
| Blood Transfer Pack, Paediatric: Four interconnected single transfer bags of 75mL each; Without inline filter and compatible with sterile connecting device and SS needle Y site | Unit
| ABO/Rho(D)/AHG neonate group card | 24/Pkt
| Blood temperature indicator: Non reversible for refrigerator and temporary transport container storage for use in red blood cells, whole blood and plasma; Indication temperature + 10°C, that promotes requirements of accountability during transport, by easily adhering directly to blood bags during transport. | Piece
| Rapid test kit, Malarial for all four species, For blood donor | Piece
| Neutral gel card: Containing six microtubes pre-filled with neutral gel in a suitable buffer and preservatives | 24/Pkt
| Plasma overwraps, Disposable | 250/Pkt
| Stylus pen for platelet incubator (Specify brand and model) | Packet
| Blood bag, Double, CPDA1 as anticoagulant, 350mL | Unit
| Temperature recorder chart for platelet incubator (Terumo Penpol, Model No. PI200) | Packet
| Wafer for sterile connecting device model:TSCD SC*W017 Terumo Japan | 140/Pkt
| Haemocue Microcuvette, Hb-201 | 50/pkt
| Column agglutination technology cassette for Coombs tests with polyspecific AFG | 24/Pkt
| HCV control | 2/Pkt
| Maintenance pack | 2/Pkt
| HBeAg | Packet
| Anti-HBc | Packet
| HBeAg calibrator | Packet
| Anti HBC | Packet
| Anti HBs control | Packet
| Anti HBe control | Packet
| HBc lgM (52 well ) | Packet
| Hbe | Packet
| Donor Couch | Set
| HBe calibrator | Packet
| Anti HBs calibrator | Packet
| Anti-HBs | Packet
| Blood tube roller mixer: Speed: 5-60RPM; Roller sizer: 340 x 30mm; 6 to 9 rollers; Adequate vertical bend to ensure homogenous mixing; Operational Environmental conditions: Temperature (+5 to +40) deg celcius ,Relative Humidity ( 4 to < 90)%, Altitude ( 200 to 3000 ) mtrs, Atmospheric Pressure (500 to 800) mmHg ; Operational Environmental conditions: Temperature (+5 to +40) deg celcius , Relative Humidity ( 4 to < 90)%, Altitude ( 200 to 3000 ) mtrs, Atmospheric Pressure (500 to 800) mmHg ; Power Supply : 230V ± 6% , 50 Hz ± 1 % ; Power cord with 3 round pin top.(Standardised Brands: Marienfeld, ERBA Mannheim "or equivalent or higher") | Set
| Adapters for double blood bag buckets, capacity 8*500ml specific for cryofuge 5500i (Thermo Electron corporation)) | Piece
| Counter, 500 counts compstible with Fresenius Kabi Compodock sterile tube connection system | Set
| Thermal chromo label (size: 75*50) of 1000 pieces/roll (specifically compatible with LP 46 NEO lable printer | Roll
| Slide clamp, Open jaw, Fits 0.197inch OD 5mm tubing | Piece
| Blood bag label | Roll
| Blood lancet, Tri-bevel tip, Twist top, Sterile 30G | 100/Pkt
| Centrifuge bucket equalizer: Measures two buckets separately to equalize the counter facing buckets; measures weight up to 2500g and volume upto 2500 ml each with accuracy of ±0.5g/±0.5 ml ; independent tarring(zero balance) for both the pans, Two LCD display; audio-visual alarm on equalization and error reporting; Power Supply :230V ± 6% , 50 Hz ± 1 % ; Power cord with 3 round pin top(Standardised Brands: Remi or equivalent or higher) | Set
| Blood bag, Double, CPDA1 as anticoagulant, 450mL | Unit
| Haemocue Control, Liquid (Low, Normal and High range) | Set
| Blood Transfer Bag 300mL | Unit
| Anti-HBC IgM control | Packet
| Automatic Blood Collection Monitor with Shaker : Type of mixing: Linear with central support. Volume weighing range : 10ml ? 990ml (with minimum variation of 10ml). Accuracy :?2% within the range of 300 to 500 ml. Weight display range: 10 ? 990gms. Weight accuracy: -1gm to +2gm. Time display accuracy: 1second. Power consumption 35VA. Line frequency 50/60 Hz. Power: 220 - 240V, 50 Hz. power cord with round 3 pin top and appropriate voltage stabilizer.VAC with optional battery pack. Alarming conditions audible and visual. Automatic mixing of the blood with anticoagulant preferably three dimensions. Power supply: 220V-230V,50Hz, Power cord of round 3 pin plug top. Rechargeable battery pack. Weight of the machine: 3 kg without battery. Accessories to be supplied with equipment: 1.Re-chargeable battery pack. 2.Calibration mass of 500gm(optional). | Set
| Plasma Exchange set, PL1 | Set
| High-Efficiency Leukocyte Reduction Filter: For a single unit of randon platelet concentrate, for laboratory use with residual leukocytes per unit consistently averaging to < 4 x 104. | Piece
| Ice scrapper: For scrapping ice in deep freezer | Piece
| Leukofilter System: High-efficiency rapid flow leukocyte reduction filter for red cell /whole blood transfusion at bedside; Residual leukocytes per unit (consistently averaging to <2 x 105 and with 23mL of filter hold-up volume for adults. | Piece
| NEO Leukocyte Reduction Filter for Red Blood Cells: Lab, bedside low volume , for <60 mL RBC filteration per filter, and residual leucocytes per unit <2 x 105 | Piece
| Nonreversible Temperature Indicator: For blood products and temperature-sensitive biologicals such as red blood cells, whole blood, packed cells, and plasma, for use with transport containers; Indication temperature + 10°C, that promotes requirements of accountability during transport, by easily adhering directly to blood bags during transport. | Boxes of 50
| Low ionic strength solution diluent-2 | Bottle
| Anti-C, Monoclonal IgM antibody for tube method | mL
| Anti-D, IgM and IgG combination, Monoclonal IgM and IgG antibodies for slide and tube method | 10mL
| Anti-E Monoclonal IgM antibody for tube method | mL
| Anti-D, IgG only, antibody only for tube method | 10mL
| Anti-B, Monoclonal IgM antibody for slide and tube method | 10mL
| Anti-AB, Monoclonal IgM antibody for slide and tube method | 10mL
| Platelet administration set | Unit
| Anti-D, Monoclonal IgM antibody for tube method | 10mL
| Bovine serum albumin 22% solution | 5mL
| Anti-Fya antibody | 10mL
| Anti-Fyb antibody | 10mL
| Cool box to transport blood bags Capacity:10 to 12 blood bags of 450ml. Robustness - Fitting 2, casing 2, Cold life, Maintenance of under +10ºC for minimum of 130 hours in an ambient temperature of +43ºC | Set
| Anti-A, Monoclonal IgM antibody for slide and tube method | 10mL
| Hand tube stripper with roller and cutter: A multi functional instrument for squeezing tubing and cutting the tubing of the blood bag | Set
| Anti-H lectin, monoclonal IgM antibody for tube method | 10mL
| Antibody panel cells for antibody identification for Conventional tube method | Piece
| Donor Couch Features ensuring safety and comfort to the donor and the phlebotomist. Enables the phlebotomist to tilt the couch by operating a simple switch. Castor wheels to be provided. Tray and stands to be provided | Set
| Electronic Blood measuring scale Features: To measure the blood and blood components in weight /volume. Power: 220 - 240V, 50 Hz. power cord with round 3 pin top | Set
| Apheresis machine (Blood cell separator) - Fully automatic, Microprocessor controlled with easy access operator control panel such as touch screen | Set
| Sterile connecting device(SCD): The SCD connects PVC tubing of the blood bag of same diameter, maintaining a functionally closed system. During the wielding process, the sterility of cells or fluid in tubes and bags is maintained.PVC tubing is connected using wafers that are heated to a high temperature. This maintains sterility during wielding. The wielding temperature is controlled by a sensor, assuring the accurate heating and sterility of the SCD wafer. There is no physical contact with the wafer from application to disposal. By using the wafer cassette, wafer replacement is carried out by pulling the wafer replacement lever. Wafers are automatically disposed off after use. They are used for single use only .An LCD display indicates operating status, guidance for the operators and error messages. Tubing sizes: Outer diameter:3.9-4.5mm, inner diameter :2.9-3.1mm. Tubing material: Polyvinyl Chloride (PVC) that is the tubing of the blood bags, Leukocyte reduction filters, apheresis kits. Operating conditions: Temperature +10°C to +40°C. Storage conditions: Temperature:-10°C to +50°C. Power 220-230V, power cord with round 3 pin top. Weight: 5 to 7 kg approx. External dimensions:W224xH177XD342mm. | Set
| Plasma exchange set (Part n. 9400407) | Set
| Anti-Human globulin (Green), polyspecific anti - IgG and anti C3d | 10mL
| Anti-Jka, monoclonal IgM antibody for tube method | 10mL
| Anti-Jkb, monoclonal IgM antibody for tube method | 10mL
| Anti-K, monoclonal IgM antibody for tube method | 10mL
| Anti-Lea, monoclonal IgM antibody for tube method | 10mL
| Anti-Leb, monoclonal IgM antibody for tube method | 10mL
| Anti-Lutheran b monoclonal IgM antibody for tube method | 10mL
| Anti-Mia, antibody for tube method | 10mL
| Anti-N, Monoclonal IgM antibody for tube method | 10mL
| Anti-M, monoclonal IgM antibody for tube method | 10mL
| Anti-P1, antibody for tube method | 10mL
| Anti-Lutheran a monoclonal IgM antibody for tube method | 10mL
| Rh control | 10mL
| Combi-pack of pre-diluted monoclonal Anti-D, IgG antibody reagent and red cell preserving solution to prepare Coombs control cells | 10mL
| Blood administration set, Adult: Vein needle 18G, deliver approx. 15drops/mL with spike needle | Unit
| Blood administration set, Paediatric, Volumetric: equipped with a calibrated volumetric chamber, graduated to 100mL, with 1mL increment | Unit
| Blood bag, Triple, CPDA1 as anticoagulant, 450mL | Piece
| Anti-human globulin IgG, Mono-specific | mg or mL
| Anti-Human globulin, Anti-C3d, Mono-specific | mg or mL
| Bromelin suspension solution | 10mL
| Papain enzyme, Lyophilized: Stabilized papain enzyme for serological applications such as antibody screening, antibody detection and cross match techniques | mg or mL
| Anti-HCV | 100/Pkt
| Diluent A | 10mL
| Anti-s, Monoclonal IgM antibody for tube method | mL
| Diluent B | 10mL
| Anti-e, Monoclonal IgM antibody for tube method | mL
| Cool box to transport blood bags: Capacity :25 blood bags of 450ml. Robustness - Fitting 2, casing 2, Cold life, Maintenance of under +10?C for minimum of 130 hours in an ambient temperature of +43?C, Minimum Ice Melting Rate, More than 10 hours per 1kg ice melted during +43?C cold life test, Cold packs: To confirm specificationE5/IP1 or IP2. Sufficient water filled ice packs for freezing at -20?C are provided to surround blood bags on all sides, Two handles for easier lifting, carrying by vehicle. | Set
| HBsAg | 100/Pkt
| Anti HIV control | 3/Pkt
| ABO/Rho(D) Forward and Reverse grouping card with autocontrol | 24/Pkt
| Blood bag, Triple CPD 450mL: With SAGM for storage of red cells upto 42 days | Piece
| Anti-HIV | 100/Pkt
| Anti HIV calibrator | 1/Pkt
| HBsAg calibrator | 1/pkt
| HBsAg control | 2/Pkt
| HCV calibrator | 1/Pkt
| Micro-sample cup | 1000/Pkt
| Signal reagent | 2/Pkt
| Universal wash, 5L | Bottle
| Versa tips for ECiQ system | 1000/Pkt
| Cool box to transport blood bags: Capacity:10 to 12 blood bags of 450ml. Robustness - Fitting 2, casing 2, Cold life, Maintenance of under +10?C for minimum of 130 hours in an ambient temperature of +43?C. Minimum Ice Melting Rate, More than 10 hours per 1kg ice melted during +43?C cold life test. Cold packs: To confirm specificationE5/IP1 or IP2. Sufficient water filled ice packs for freezing at -20?C are provided to surround blood bags on all sides, Two handles for easier lifting, carrying by vehicle, transport box may be designed to operate from the direct current of a motor vehicle battery during long transportation hours | Set
| Blood Bank Bench top centrifuge (Serofuge): Silent centrifuge head for 12 tubes, 10x75mm and 12x75mm, Max RCF - 3000rpm/ 1006g, adjustable parameter of 10 different parameters. Time display in seconds. Voltage requirement - 220 to 240V 50Hz, Power: 220 - 240V, 50 Hz | Set
| Blood Bank Bench top centrifuge (Serofuge): Silent centrifuge head for 12 tubes, 10x75mm and 12x75mm, Max RCF - 3000rpm/ 1006g, adjustable parameter of 10 different parameters. Time display in seconds. Voltage requirement - 220 to 240V 50Hz, Power: 220 - 240V, 50 Hz. power cord with round 3 pin top and appropriate voltage stabilizer. Dimensions - 260mm width, 305mm depth, 175mm height. Additional items to be supplied with equipment: 1.Centrifuge head for 6 tubes of 15 x 100mm dimension. 2.Extra Centrifuge head for 12 tubes of dimensions 10 x 75 mm and 12 x 75mm. | Set
| Electronic Blood measuring scale Features: To measure the blood and blood components in weight /volume. Power: 220 - 240V, 50 Hz. power cord with round 3 pin top. Weighing range: up to 1 kg Resolution: 1Gm Zero set provision to account for weight of the empty bag. Alarm when the programmed volume is reached. Led indications for zero set, volume measurement. | Set
| Anti-A1, Lectin, monoclonal IgM antibody for tube method | 10mL
| Antibody panel cells, 0.8% suspension for antibody identification for Column Agglutination technology | 10mL
| Leukocyte reduction filter for red blood cells: Lab, bedside low volume , for <60 mL RBC filteration per filter, and residual leucocytes per unit <2 x 105 (for neonates | Piece
Consumables (Blood bank)
| Leukofilter System: High-efficiency rapid flow leukocyte reduction filter for red cell /whole blood transfusion at bedside; Residual leukocytes per unit (consistently averaging to <2 x 105 and with 23mL of filter hold-up volume for adults | Set
| Consumables for ELISA Human Quattro, Automated | Section Header
| Dielectric tube sealer : Sealing time: 1 to 3 seconds. Indication lamps for power, ready and sealing. Maximum diameter of the tube that can be sealed :6mm. Tube detection: automatic. Power source: 220- 240 V, 50Hz. power cord with round 3 pin top. Power consumption:operating-170W, standing-20W. Operating temperature : +5 to +40?C. RF output power:20W. RF output frequency;40.68MHz. Compliance:EN61010-1. Classification: Class I. Installation category: Category II. Operation: Continous. Provided with a splash guard. The sealer to be equipped with a reliable process control that ensures leakage detection. Weight: Approx 5 to 6 kg. Accessories required: Fuse: 250V, 3.15A 5? 20mm Type A. Exhaust Fan,12volts DC. Appropriate Voltage stabilizer. | Set
| Consumables for Haemoglobinometer (Hemo Control, EKF Diagnostics) | Section Header
| Plasma thawing System: Construction- Internal: Corrosion resistant material, easy to clean and no staining; External: Corrosion resistant; Easy loading and removal of the plasma packs; Easy to empty water when required; Two removeable dividers that can hold 4 plasma packs each in a plasma overwraps at a time; Thawer has rocking agitation with independent controls for each divider; Internal temperature control: Tamper resistant temperature control set at 37°C (±1°C); External ambient temperature: Perform in an ambient temperature of 10 to 30°C ±5°C ; Thawing Time: A full load of flat plasma packs (approx.. 250mL volume) with a core temperature of -30°C should be thawed completely in less than 20 minutes; Warning systems: Digital temperature (LED) display with 0.1°C graduations; Visual and audible alarm system indicating temperature outside range; Audible/visual alarm if water level drops; Audio/visual alarm if plasma pack leaks during thawing if pack is not in a leak proof container; Operational Environmental conditions: Temperature (+5 to +40) deg celcius ,Relative Humidity ( 4 to < 90)%, Altitude ( 200 to 3000 ) mtrs, Atmospheric Pressure (500 to 800) mmHg;Power Supply : 230V ± 6% , 50 Hz ± 1 % ; Power cord with 3 round pin top; 2 KVA voltage stabilizer; Accessories: Plastic wraps (1 pkt. of 100 wraps) for holding the bags during thawing (Standardised Brands: Helmer "or equivalent or higher") | Set
| Blood bag, Triple CPD 450mL: With SAGM for storage of red cells upto 42 days; The expiry date should be at least 2 years from the date of manufacturing of blood bags and the residual shelf life at the time of supply should be atleast 3/4th of the total shelf life | Piece
| Blood bag 450mL, Quadruple bag with integrated, in-line leukoreduction filters to improve collections; Sharp, dependable needle for donor comfort and improved collection quality; CPD (citrate phosphate dextrose) anticoagulant and SAG-M (saline adenin) Shelf-life of the bag should be 3/4th of the total expiry duration on receipt by the end-user. If the manufacturing expiry date is 2 years, on receipt it should be 1.5years | Unit
| Blood bag, Triple CPD 450mL: With SAGM for storage of red cells upto 42 days; The expiry date should be at least 2 years from the date of manufacturing of blood bags and the residual shelf life at the time of supply should be atleast 3/4th of the total shelf life | Piece
| Blood plasma expressor, Manual: Spring loaded; Fitted with a plane 8mm Plexiglas’s plate ; Accommodates all types of blood bags up to volumes of 500 mL; Handle with ball end for a comfortable grip and a hook to keep the handle in place before and after expression (Standardised Brand: Terumo Penpol "or equivalent or higher") | Set
| Blood tube stripper: Multifunctional instrument for squeezing tubing and cutting the tubing of the blood bag segments with smooth roller for squeezing | Set
| Camping cot for blood donation, Portable and Foldable: Loading capacity : atleast 120kg; Anti-rust steel frame; Double layer durable cloth, with right angle of inclination; Water resistant and easy cleaning; Light weight, easy-to-fold with carry bags or trolley | Set
| Sterile connecting device: Maintain sterility during cutting and connecting the tubes, LCD display of operating status; Guidance for the operators and error messages; Tubing sizes: Outer diameter: 3.9 - 4.5mm, inner diameter :2.9-3.1mm; Tubing material: Polyvinyl Chloride (PVC); Leukocyte reduction filters, apheresis kits; Power Supply : 230V ± 6% , 50 Hz ± 1 % ; Power cord with 3 round pin top ; 1 No. of wafer during the installation | Set
| Temperature recorder chart for platelet incubator (Terumo Penpol, compatible with model No. PI200 and TC200) | Packet
| Conductive tips, Disposable 1100μL | 960 tips/Pkt
| Apheresis system Microprocessor controlled with easy access operator control panel; Single venous access apheresis; Auto elutriation separation technique; Closed system disposable (with pre-attached factory fitted 1 lit. of ACD, 1 lit, Normal Saline, collection and storage bags and needles); Able to collect single needle platelet apheresis along with concurrent plasma and/or RBC; facility for prime with normal saline and /or mixture of normal saline and ACD; Facility to use platelet additive solution and /or normal saline for re-suspension and storage fluid in place of plasma; Lower extra corporeal volume, not more than 220mL ; Visible and audible alarms incase of deviations from preset ranges, collection, blood flow and completion along with the Help menu to ressolve such alarms , In-built blood pressure measurement with NIBP cuff; Display of the sequence of procedure;Battery back up and restart in case of power failure; PRP re-circulation; Option for Multi-dose platelet collection (with an extra collection bag for double dose Platelet collection); Store platelets for 5 to 7 days; Replacement fluid detector/optical detector and leakage detector; inbuilt printer; Mobile with big moving wheels. Power Supply : 230V ± 6% , 50 Hz ± 1 % ; Power cord with 3 round pin top; Single phase 2 KVA Online UPS with Output voltage: 230 +/- 6% , 50 Hz; noise:<50dBA; Efficiency;minimum 85% voltage stabilizer. | Set
| Blood bag, Double, CPDA1 as anticoagulant, 350mL;The expiry date should be at least 2 years from the date of manufacturing of blood bags and the residual shelf life at the time of supply should be atleast 3/4th of the total shelf life | Unit
| Blood bag, Double, CPDA1 as anticoagulant, 450mL; The expiry date should be at least 2 years from the date of manufacturing of blood bags and the residual shelf life at the time of supply should be atleast 3/4th of the total shelf life | Unit
| Centrifuge, Refrigerated, Blood bank, Floor standing: Speed range: 300-10,000RPM, adjustable in 10-RPM increments; Max. RCF: 15,320xg; Max capacity: 8 x 500mL blood bags; Drive: Brushless induction drive; Acceleration/deceleration: 9/9 profiles; Program memory: 9 + 1 centrifugation programs; Run time: 0-99minutes, plus load; Temperature range: -9°C to +40°C; CFC refrigerant free; Temperature 2 digit adjustable in 1°C interval; Microprocessor controlled; Functions: RCF pre-selection, quick run, automatic rotor recognition, imbalance detection and soft touch lid lock; Imbalance: electronic speed and rotor dependant; Rotor: Windshield, capacity 4 x 1000mL; Double blood bag bucket (8 pieces); Max speed: 4400RPM; Max RCF: 5480xg; Max. capacity: 8 x 500mL; Adapters for 450/500mL quad, triple XL, set of 6; Volume adjustment plates: rubber (set of 12); Taring sticks: 4 each of 6g and 15g; Operational Environmental conditions: Temperature (+5 to +40) deg celcius ,Relative Humidity ( 4 to < 90)%, Altitude ( 200 to 3000 ) mtrs, Atmospheric Pressure (500 to 800) mmHg;Power Supply : 230V ± 6% , 50 Hz ± 1 % ; Power cord with 3 round pin top ; 2KVA online UPS :Output voltage: 230 +/- 6% , 50 Hz, noise:<50dBA, Efficiency;minimum 85% (Standardised Brands: Thermoscientific or equivalent or higher) | Set
| Platelet incubator with agitator: Capacity: 24 - 36 bags; Flatbed agitator fitted inside a temperature-controlled incubator operating in a CFC free refrigerant gas and insulation material; Operation: Continuous; Construction: SS Internal; Corrosion resistant, external at least 1mm thickness; Capacity: Hold a load of random platelet packs (300mL bag size) or apheresis platelet packs (500 ml); Glass door for easy inspection from outside; Shelves: Corrosion resistant material with sufficient clearance; Easy loading and withdrawal of platelet packs; Performance agitation at 65-75 strokes/minute; Internal temperature control: Fan cooling, Electronic temperature control to maintain even temperature 22°C± 2°C at all shelves and temperature display unit at 0.1°C graduation; Digital temperature display with temperature record chart and pen; Audio-visual alarm when temperature out of range, open door, low battery and power failure warning, with battery backup; 2 KVA voltage stabilizer;Operational Environmental conditions: Temperature (+5 to +40) deg celcius ,Relative Humidity ( 4 to < 90)%, Altitude ( 200 to 3000 ) mtrs, Atmospheric Pressure (500 to 800) mmHg; Power Supply : 230V ± 6% , 50 Hz ± 1 % ; Power cord with 3 round pin top (Standardised Brands: Terumo Penpol or equivalent or higher) (ITEM ID - 13322) | Set
| Column agglutination test system Single work station including incubator, Centrifuge and CAT cassettes rack; Incubator: Capacity: max. 190 columns; Two different channels with individual incremental timer; Audio and visual indicator for temperature monitoring; Centrifuge: Capacity: hold minimum 12 cassettes at a time; Audio alarm for completion of cycle; Parameters: Blood grouping, Cross matching, Antibody Screening, identification and red cell phenotyping; The maximum test procedure time including both incubation and centrifugation, approx. 15 minutes for Coombs Test and 5 minutes for Blood grouping; Time and temperature displayed on LCD; Enhanced Error code intelligence for trouble shooting; Operational Environmental conditions: Temperature (+5 to +40) deg celcious ,Relative Humidity ( 4 to < 90)%, Altitude ( 200 to 3000 ) mtrs, Atmospheric Pressure (500 to 800) mmHg; Power Supply : 230V ± 6% , 50 Hz ± 1 % ; Power cord with 3 round pin top ;(Standardised Brands: Tulip Diagnostic "or equivalent or higher") | Set
| Serofuge, Blood bank, Benchtop: Centrifuge head for 24 tubes, 10 x 75mm and 12 x 75mm; Max RCF 3000RPM/1006xg; 10 different adjustable parameters; Time display in seconds; Power Supply : 230V ± 6% , 50 Hz ± 1 % ; Power cord with 3 round pin top; Accessories: Centrifuge head for 12 tubes of 15 x 100mm dimension; Extra Centrifuge head for 24 tubes of dimensions 10 x 75mm and 12 x 75mm (ITEM ID - 13308) | Set
| Automatic Cell Washer Can be operated automatically and manually. Fast acceleration and deceleration, Compact and light weight. Agitates automatically after each decant; agitate cycle also be operated manually. Digital display of time and wash cycle. Single distributor for standard 10mmx75mm or 12mmx75mm test tubes (24 test tubes). Easy-to-clean housing, Brushless system (no need to replace worn brushes). Lifetime lubrication of all moving arts, Saline level detection/alarm system. Speed and RCF: 500 to 3000rpm and decant speed at 600rpm. Controls for Mode, Cycle; Time and Command. Electrical Requirement - 220V. Operating environmental condition: - 10? to +40?C. Accessories to be supplied with equipment: 1.Centrifuge head with No 1 to 12 test tube holders of 12mm tube diameter. 2.Aspiration tube (1 meter). 3.PVC tube between saline pump and NaCl detector (1 meter). 4.Ballast for tube NaCl =H2O. 5.Polypropylene connector right angled connecting piece for tubes). 6.Waste tube(1 meter). 7.Fan filter. 8.Power: 220 - 240V, 50 Hz. power cord with round 3 pin top and appropriate voltage stabilizer. | Set
| Floor standing Refrigerated blood processing centrifuge High ?capacity floor standing centrifuge with refrigeration. Speed range: 300 to 10,000 rpm, adjustable in 10 rpm increments. Max RCF: 15,320g. Max Capacity: 8 x 500ml blood bags. Drive: Brushless induction drive. Acceleration/deceleration: 9/9 profiles Program memory: 9 + 1 centrifugation programs. Run time: 0 to 99minutes, plus load. Temperature range: -9?C to +40?C, CFC refrigerant free Temperature: 2 digit adjustable in 1?C interval. Control: Microprocessor controlled via EASY control II Functions: RCF pre-selection, quick run, automatic rotor recognition, imbalance detection and soft touch lid lock. Imbalance: electronic speed and rotor dependant. Rotor :Windshield, capacity 4 x 1000ml. Double Blood bag Bucket (8pieces). Max speed: 4400rpm. Max RCF: 5480g. Max Capacity: 8 x 500ml Adapters for 450/500ml quad, triple ?XL?, set of 6. Volume Adjustment Plates: blue rubber (set of 12). Taring sticks: 4 each of 6gm and 15gm. Servo controlled voltage stabilizer. Operating environmental condition: - 10 to +40?C. Note: Power: 220 - 240V, 50 Hz. power cord with round 3 pin top and Appropriate voltage stabilizer to be supplied with equipment. Mainatianence Requirement:Comprehensive maintenance contract for 5 years after warranty period is completed. | Set
| Plasma thawing device: Purpose of the equipment. To thaw rapidly the frozen plasma. Type of equipment: At 37?C water bath, plasma packs held in special containers and constantly agitated uniformly in the bath until thawing is complete. Packs remain dry. Construction: Internal: Corrosion resistant material, easy to clean and no staining. External: Corrosion Resistant. Easy loading and removal of the plasma packs. Easy to empty water when required. Electrical Characteristics: Power: 220 - 240V, 50 Hz. power cord with round 3 pin top and appropriate voltage stabilizer. Equipment meets internationally accepted electrical safety specifications such as that IEC. Internal Temperature Control: Tamper resistant temperature control set at 37?C (?1?C.). External Ambient Temperature: Performs in an ambient temperature of 10?C to 30?C. Thawing Time: A full load of flat plasma packs (approx 250ml volume) with a core temperature of -30?C is thawed completely in less than 20 minutes. Warning Systems: Digital temperature (LED) display with 0.1 ?C graduations. Visual and audible alarm system indicating temperature outside range. Audible /visual alarm if water level drops. Audio/visual alarm if plasma pack leaks during thawing if pack is not in a leak proof container. Capacity: To thaw 8 plasma bags at a time. Operating environmental condition: -10 to +40?C, RH >80%, Height > 2000m. Accessories required: 1.Plastic wraps for holding the bags during thawing. 2. Appropriate voltage stabilizer. | Set
| Anticoagulant dextrose solution (Part no. IFACD61) | 500mL
| Platelet apheresis kit, Single needle (Part no. 9400217) | Set
| Anti-c, Monoclonal IgM antibody for tube method | mL
| Anti-S, Monoclonal IgM antibody for tube method | mL
| Apheresis system: Microprocessor controlled with easy access operator control panel; Single and double venous access apheresis; Auto elutriation separation technique; Closed system disposable (with pre-attached factory fitted 1 lit. of ACD, 1 lit, Normal Saline, collection and storage bags and needles); Able to collect both single and double needle platelet apheresis along with concurrent plasma and/or RBC; facility for prime with normal saline and /or mixture of normal saline and ACD.; Facility to use platelet additive solution and /or normal saline for re-suspension and storage fluid in place of plasma; Lower extra corporeal volume, not more than 200 -220mL in case of both single and double needle apheresis; Rechargeable battery and restart in case of power failure; PRP re-circulation; Option for Multi-dose platelet collection (with an extra collection bag for double dose Platelet collection); Store platelets for 5 to 7 days; Replacement fluid detector/optical detector and leakage detector; inbuilt printer; Mobile with big moving wheels. Power supply: AC 220-230V, 50-60Hz; Power cord with 3 round pin top; voltage stabilizer. Accessories: Single donor platelet kits | Set
| Blood collection monitor with shaker, Automatic: Preferably three dimensions mixing; Type of mixing: Linear with central support; Volume weighing: 10-990mL ±10mL; Accuracy: ±2% within the range of 300-500mL; Weight display range: 10-990g; Weight accuracy: -1 to +2g; Time display accuracy: 1 second; Line frequency 50/60 Hz; Alarm, audible and visual; Power Supply : 230V ± 6% , 50 Hz ± 1 % ; Power cord with 3 round pin top; Accessories: Re-chargeable battery pack; Calibration mass of 500g (Standardised Brands: Remi, Delcon or equivalent or higher) | Set
| Blood collection monitor with shaker, Automatic: Uniform mixing of the blood; Type of mixing: Linear with central support; Volume weighing: 10-990mL ±10mL; Accuracy: ±2% within the range of 300-500mL; Calibration mass of 500g; Weight display range: 10-990g; Weight accuracy: -1 to +2g; Automatic clamp at the end of donation; Time display accuracy: 1 second; Alarm, audible and visual; Power Supply : 230V ± 6% , 50 Hz ± 1 % ; Power cord with 3 round pin top; Accessories: Re-chargeable battery pack/Battery back up upto 10 Hrs; External battery charger 100-240V; (Standardised Brands: Remi, Delcon "or equivalent or higher") | set
| Plasma thawing System: Construction- Internal: Corrosion resistant material, easy to clean and no staining; External: Corrosion resistant; Easy loading and removal of the plasma packs; Easy to empty water when required; Two removeable dividers that can hold 4 plasma packs each in a plasma overwraps at a time; Thawer has rocking agitation with independent controls for each divider; Internal temperature control: Tamper resistant temperature control set at 37°C (±1°C); External ambient temperature: Perform in an ambient temperature of 10 to 30°C ±5°C ; Thawing Time: A full load of flat plasma packs (approx.. 250mL volume) with a core temperature of -30°C should be thawed completely in less than 20 minutes; Warning systems: Digital temperature (LED) display with 0.1°C graduations; Visual and audible alarm system indicating temperature outside range; Audible/visual alarm if water level drops; Audio/visual alarm if plasma pack leaks during thawing if pack is not in a leak proof container; Operational Environmental conditions: Temperature (+5 to +40) deg celcius ,Relative Humidity ( 4 to < 90)%, Altitude ( 200 to 3000 ) mtrs, Atmospheric Pressure (500 to 800) mmHg;Power Supply : 230V ± 6% , 50 Hz ± 1 % ; Power cord with 3 round pin top; 2 KVA voltage stabilizer; Accessories: Plastic wraps (1 pkt. of 100 wraps) for holding the bags during thawing (Standardised Brands: Helmer "or equivalent or higher") | Set
| Automatic Blood Collection Monitor with Shaker : Volume weighing range : 10ml  990ml (with minimum variation of 10ml). Accuracy :±2% within the range of 300 to 500 ml. Weight display range: 10  990gms. Weight accuracy: -1gm to +2gm | Set
| Automatic Cell Washer Single distributor for standard 10mmx75mm or 12mmx75mm test tubes (24 test tubes). Easy-to-clean housing, Brushless system | Set
| Floor standing Refrigerated blood processing centrifuge High capacity floor standing centrifuge with refrigeration. Speed range: 300 to 10,000 rpm, adjustable in 10 rpm increments. Max RCF: 15,320g. Max Capacity: 8 x 500ml blood bags. Drive: Brushless induction drive | Set
| Blood refrigerator, Upright, 300 standard blood bag each of 350mL/450 mL capacity: Type: Compression type, CFC free refrigerant gas; Construction: SS internal; Corrosion resistant exterior; Glass door and roll out SS drawers; Electronic temperature control: range 2 - 6°C with setting accuracy ±1°C; Fan air cooling; Inbuilt automatic defrosting, Perform in an ambient temperature of 10 - 43°C; Hold over time: A full load of blood packs at 4°C should take at least 30 minutes to rise to above 6°C; Cooling down time: A full load of blood packs at 25°C should take a maximum of 6 hrs for all the packs to reach below 6°C; Digital temperature LED display with 0.1°C gradation or Temperature recording device with temperature recording chart with pen; Audible and visual alarm system for unsafe temperatures and door ajar; Battery backup for alarm and temperature recording device; Mounted on lockable castor wheels; With backup battery to last for minimum 48 hours; 2KVA online UPS :Output voltage: 230 +/- 6% , 50 Hz, noise:<50dBA, Efficiency;minimum 85%; Power Supply : 230V ± 6% , 50 Hz ± 1 % ; Operational Environmental conditions: Temperature (+5 to +40) deg celcius ,Relative Humidity ( 4 to < 90)%, Altitude ( 200 to 3000 ) mtrs, Atmospheric Pressure (500 to 800) mmHg;Power cord with 3 round pin top (Standardised Brands: Karl Kolb, Thermo Electron Co. ,Terumo Penpol "or equivalent or higher") | Set
| Blood plasma freezer, Upright type: Compression freezer with CFC free refrigerant gas; Internal body made of SS and external body with corrosion resistant; Solid door with roll out type drawers; Electronic temperature control; Operating temperature: -35 to -40°C ±1°; Automatic defrost system; Hold over time: A full load of plasma packs at -36°C should take at least 1 hour to rise to above -20°C; A full load of plasma packs at -36°C should take at least 32 hours to rise above -5°C; Digital temperature (LED) display with 0.1°C graduation; Temperature recording device; Visual and audible alarm system indicating unsafe temperatures; Battery backup; Capacity: 150-200 bags; Appropriate voltage stabilizer; Power supply: AC 220-240V, 50Hz; Power cord with 3 round pin top with roll out type drawers; Electronic temperature control; Operating temperature: -35 to -40°C +/- 1°C; Automatic defrost system; Hold over time: A full load of plasma packs at -36°C should take at least 1hour to rise to above -20°C; A full load of plasma packs at -36°C should take at least 32 hours to rise above -5°C; Digital temperature (LED) display with 0.1°C graduation; Temperature recording device; Visual and audible alarm system indicating unsafe temperatures; Battery backup; Capacity: 150-200 bags; Appropriate voltage stabilizer; Power supply: AC 220-230V, 50-60Hz; Power cord with 3 round pin top (Standardised Brands: Dometic and Thermo Revco) | Set
| Blood plasma freezer, Upright type(Capacity: 150-200 bags): Compression freezer with CFC free refrigerant gas; Internal body made of SS and external body with corrosion resistant material; Solid door with roll out type drawers; Electronic temperature control; Operating temperature: -35 to -40°C ±1°; Inbuilt Automatic defrost system; Hold over time: A full load of plasma packs at -36°C should take at least 1 hour to rise to above -20°C and at least 32 hours to rise above -5°C; Cooling Down time- a full load of plasma packs at +25 °C takes a max of 5 hrs to reach below -5 °C and at least 30 hrs to reach -20 °C, Digital temperature (LED) display with 0.1°C graduation; Temperature recording device with temperature record chart and stylus pen or digital type; Visual and audible alarm system indicating unsafe temperatures; Battery backup upto 8 hours; Operational Environmental conditions: Temperature (+5 to +40) deg celcius ,Relative Humidity ( 4 to < 90)%, Altitude ( 200 to 3000 ) mtrs, Atmospheric Pressure (500 to 800) mmHgAppropriate voltage stabilizer; 2KVA online UPS :Output voltage: 230 +/- 6% , 50 Hz, noise:<50dBA, Efficiency;minimum 85%; Power Supply : 230V ± 6% , 50 Hz ± 1 % ; Power cord with 3 round pin top (Standardised Brands: Dometic, Thermo Revco "or equivalent or higher") | Set
| Blood donor chair: Able to tilt couch by a simple switch; lockable Castor wheels; Loading capacity: up to 200 kg; Upholstery: Soft three segments upholstery of minimum 2.5inch thickness; Back rest tilt 0-75°; Seat rest tilt 0-20°, Leg rest tilt to 90°; Arm rest must have swinging out, up and down moving facility; Appropriate voltage stabilizer; Power Supply : 230V ± 6% , 50 Hz ± 1 % ; Power cord with 3 round pin top.Accessories- Tray and stands;(Standardised Brands: Digitherm, Insignia or equivalent or higher) | Set
| Dielectric tube sealer : Sealing time: 1 to 3 seconds. Indication lamps for power, ready and sealing. Maximum diameter of the tube that can be sealed :6mm. Tube detection: automatic. Power source: 220- 240 V, 50Hz. power cord with round 3 pin top | Set
| Hand-held Vein locator, Infrared-light: lightweight and portable; Easy to use and held in any direction above the vein being viewed; Works on all age patients; Detect veins up to 10mm deep with centre line accuracy to the width of a human hair; Fully charged works for minimum 2 hrs; With battery and charging cradle kit and USB cable; Power Supply : 230V ± 6% , 50 Hz ± 1 % ; Power cord with 3 round pin top | Piece
| Blood refrigerator, Upright, 500 standard blood bag each of 350mL/450 mL capacity: Type: Compression type, CFC free refrigerant gas; Construction: SS internal; Corrosion resistant exterior; Glass door and roll out SS drawers; Electronic temperature control: range 2 - 6°C with setting accuracy ±1°C; Fan air cooling; Inbuilt automatic defrosting system, Perform in an ambient temperature of 10 - 43°C; Hold over time: A full load of blood packs at 4°C should take at least 30 minutes to rise to above 6°C; Cooling down time: A full load of blood packs at 25°C should take a maximum of 13 hrs for all the packs to reach below 6°C; Digital temperature LED display with 0.1°C gradationor Temperature recording device with temperature record chart with pen; Longer holdover time in the event of power failure; Audible and visual alarm system for unsafe temperatures and door ajar; Battery backup for alarm and temperature recording device; Mounted on lockable castor wheels; With backup battery to last for minimum 48 hours; Operational Environmental conditions: Temperature (+5 to +40) deg celcius ,Relative Humidity ( 4 to < 90)%, Altitude ( 200 to 3000 ) mtrs, Atmospheric Pressure (500 to 800) mmHg;Power Supply : 230V ± 6% , 50 Hz ± 1 % ; Power cord with 3 round pin top ; 2KVA online UPS :Output voltage: 230 +/- 6% , 50 Hz, noise:<50dBA, Efficiency;minimum 85%(Standardised Brands: Karl Kolb, Thermo Electron Co. , Terumo Penpol "or equivalent or higher") | Set
| Haematology analyser, 3-Part, Automated: 18 parameter minimally; Differential counts: WBC, Lymp%, Lymp#, Mon%, Mon#, NEU%, NEU#, Gr#, RBC, Hb, MCV, Hct, MCH, MCHC, PLT, RDW-CV, RDW-SD, PDW, MPV, Pct, P-LCR, Sample Volume: ≤ 20μL; Sample Memory: 50-200 results with histogram; In-built/external printer, Barcode reader, and external keyboard and QC softwares for 3 controls; Throughput: Minimum 40-60 samples/hour; Control standby mode; RS232 port LIS/HIS /BTIS connection and Interfacing; Accuracy requirements: WBC mean +/-0.2 x 103/μL; RBC mean +/-0.04 x 106/μL; PLT mean +/-10 x 103/μL; Carry over requirements: WBC < 3%; RBC< 1.6%; HGB < 1.8%; PLT < 5%; Precision requirements WBC: 3.5%; RBC: 2.0%; PLT: 6.0%; Linearity requirements WBC: 0 - 100 x 103/μL; RBC: 0 - 7 x 106/μL; HGB: 0.1 - 25.0g/dL; HCT: 10 - 67 %; PLT: 0 - 999 x 103/μL; Operational Environmental conditions: Temperature (+5 to +40) deg celcius ,Relative Humidity ( 4 to < 90)%, Altitude ( 200 to 3000 ) mtrs, Atmospheric Pressure (500 to 800) mmHg;Power Supply : 230V ± 6% , 50 Hz ± 1 % ; Power cord with 3 round pin top; 2KVA online UPS :Output voltage: 230 +/- 6% , 50 Hz, noise:<50dBA, Efficiency;minimum 85%.(Standardised Brands: Sysmex "or equivalent or higher") | Set
| Blood bag, Quadruple, top and bottom for optipress machine, 450mL with additive solution | Unit
| Sample rack with 20 positions | Piece
Equipment
| Conductive tips, Disposable 300μL | 960/Pkt
| Cellulose swab, Non-woven saturated with 70% isopropyl alcohol | 100/pkt
| Refrigerated Blood Processing Floor Model Centrifuge: CFC refrigerant free; 4 to 8 blood bags capacity of 500mL; Speed range: 300-10,000RPM, adjustable in 10-RPM increments; Max. RCF: 15,320xg; Drive: Brushless induction drive; Acceleration/deceleration time: 9/9 s; Program memory: 9 + 1 centrifugation programs; Run time: 0-99minutes, plus load; Temperature range: -9°C to +40°C; Temperature 2 digit adjustable in 1°C interval; Microprocessor controlled; Functions: RCF pre-selection, quick run, automatic rotor recognition, imbalance detection and soft touch lid lock; Imbalance: electronic speed and rotor dependant; Rotor: Max speed: 4400RPM; Max RCF: 5480xg; Adapters for 450mL/500mL ,Quadruple, triple with in-line filters (adpater size :“XL”, set of 6); Volume adjustment plates: rubber (set of 12); Taring sticks: 4 each of 6g and 15g; Operational Environmental conditions: Temperature (+5 to +40) deg celcius ,Relative Humidity ( 4 to < 90)%, Altitude ( 200 to 3000 ) mtrs, Atmospheric Pressure (500 to 800) mmHg;Power Supply : 230V ± 6% , 50 Hz ± 1 % ; Power cord with 3 round pin top ; 2KVA online UPS :Output voltage: 230 +/- 6% , 50 Hz, noise:<50dBA, Efficiency;minimum 85% (Standardised Brands: Thermoscientific "or equivalent or higher") | Set
| Blood weighing scale, Electronic: Measure blood and select the blood components in weight and volume; Weighing range: up to 1kg and 800ml; Resolution: 1g/1 ml; Zero set provision to account for weight of the empty bag; Alarm when the programmed volume is reached; LED indications for zero set,weight/ volume measurement; Power Supply :230V ± 6% , 50 Hz ± 1 % ; Power cord with 3 round pin top (Standardised Brands: Terumo Penpol "or equivalent or higher") | Set
| Leukocyte reduction filter, High efficiency: For a single unit of random platelet concentrate with residual leukocytes per unit consistently averaging to < 4 x 104 | Piece
| Consumables for cell seperator (Fresenius KABI COM.TEC, Model no. 9008021) | Section Header
| Microcuvette, Haemoglobin 8µL | 50/Pkt
| Control solution Hb-con low | 1mL
| Control solution, Hb-con set with: Hb-con norm, Hb-con high | 2 x 1mL
| Vein locator, Infrared-light: Handheld and lightweight; Easy to use and held in any direction above the vein being viewed; Universal and inverse modes; Detect veins up to 10mm deep with centre line accuracy to the width of a human hair; With battery and charging cradle kit and multinational adapters; Power Supply : 230V ± 6% , 50 Hz ± 1 % ; Power cord with 3 round pin top | Piece
| ZZAP reagent kit: containing 0.2MDTT and 1% papain which has been activated by L-Cysteine | mL
| Phosphate buffer solution 1.0M, pH 7.4 | 1L
| Blood donor bag tube sealer: Sealing time: 1 to 3 seconds; Indication lamps for power, ready and sealing; Maximum diameter of the tube that can be sealed: 6mm; Tube detection: automatic; Provide with a splash guard; to be equipped with a reliable process control that ensures leakage detection; Power Supply : 230V ± 6% , 50 Hz ± 1 % ; Power cord with 3 round pin top; Accessories: Fuse: 250V, 3.15A, 5inch 20mm Type A (Standardised Brands: Terumo Teruseal, Terumo Penpol or equivalent or higher) | Set
| Phosphate buffer solution 1.0M, pH 7.4 | 1L
| ZZAP reagent: A kit containing 0.2M DTT and 1% papain activated by L-Cysteine | mL
| Foetal cell stain kit, Modified Kleihaeur-Betke Acid Elution procedure; for detection of foetal cells in maternal blood to diagnose foetomaternal hemorrhage; Test kit including fixing solution, eluting solution and foetal cell staining solution; Stable at room temperature | 25/Pkt
| Rapid test kit, Bacterial contamination detection in platelets of seven day platelet dating with Pan Genera Detection (PGD) Prime; Specificity 100%; One test one time per dose | Kit
| Blood collection spring scale Special spring scale to measure blood volume from 0 - 500ml. Zero point should be easily and accurately adjustable | Set
| Hand tube stripper with roller and cutter A multi functional instrument for squeezing tubing and cutting the tubing of the blood bag | Set
| Blood bag 450mL, Quadruple bag with integrated, in-line leukoreduction filters to improve collections; Sharp, dependable needle for donor comfort and improved collection quality; CPD (citrate phosphate dextrose) anticoagulant and SAG-M (saline adenine glucose mannitol) additive solution or CPD anticoagulant and AS-5 additive solution | Unit
| Blood Donors and Patients Peripheral Vein viewing System: Digital display of a map of the vasculature on the surface of the skin in real time, allowing clinicians & lab technicians to verify vein patency and avoid valves or bifurcations;Design must allow the device to be easily wiped clean, bagged for use in isolation, and not requiring calibration;Easy to use and can be held in any direction above the vein being viewed; Universal and inverse modes to make useful on a variety of donor/ patient types; Detect veins up to 10mm deep with center line accuracy to the width of a human hair; Handheld and lightweight, weighing less than half a kg and using digital vein pattern projection with universal and inverse modes; Included/ installed with battery, provided with charging cradle kit and a 3 pin power supply cord and multinational adapters. | Piece
Blood bank (Consumables) | View box for macroscoipic reading of agglutination reactions during ABO blood grouping and Rh typing | Piece
| Stylus pen for Platelet incubator, Terumo Penpol brand, Model Number 0511165 | Pkt
| Temperature Recorder chart for Platelet incubator , Terumo Penpol brand, Model Number 0511165 | Pkt
| Centrifuge bucket corrector (Electronic counter balance) | Piece
| Anti - C, Monoclonal IgM antibody for tube method | vial
| Anti - B, Monoclonal IgM antibody for slide and tube method | vial
| Temperature recorder chart for Blood Bank Refrigerator, Revco brand, model REV 3004 | Pkt
| Rapid test kit for blood donor screening for Malarial Antigens to all four species | Pkt
| Rh Control | ml
| Bromelin suspension solution for column agglutination system | ml
| Plasma Over wrap | Pkt
| Albumin Bovine serum 22% solution forserological applications, protein concentration and pH should be adjusted to 22% and 7.1 respectively | ml
| Wafers (model number SC*W017 for sterile connecting device, Terumo Japan brand TSCD II | 70 /cassette
| Hemocue controls Liquid (Low, normal range and High) | Set
| Temperature recorder chart for Blood Bank Refrigerator, Dometic brand | Pkt
| Stylus Pen for Blood Bank Refrigerator, Revco brand model REV 3004 | Pkt
| Antibody panel cells for antibody identification for Column Agglutination technology | A panel of 11 cells of 0.8% cell suspension
| Antibody screening cells for Column Agglutination Technology | A panel of 3 cells of 0.8% cell suspension
| Single Donor Platelet kits for Apheresis (blood cell separator)machine | Set
| Transfer bag, Capacity 300ml | Unit
| Low Ionic Strength Solution(LISS) | Bottle
| Pediatric transfer pack(Pedi-paks) | 36 per case
| Non-woven cellulose swab saturated with 70% sterile Isopropyl alcohol for disinfection of blood donor skin before phlebotomy | 100 swabs/pkt
| Blood bag - Triple, CPDA1 as anticoagulant, 450ml capacity | Unit
| Platelet administration set | Unit
| Hemocue cleaner | Pack of 5 cleaners
| Hb-201Hemocue micro cuvettes for determination of Hb in whole blood | 50cuvette per container
| Column Agglutination Technology Cassettes for Coombs tests with poly-specific AHG for crossmatching, antibody screening, antibody identification,Direct Coombs test and Indirect Coombs tests | 20 Cassettes
| Volumetric Blood administration set for Pediatric, equipped with a calibrated volumetric chamber, graduated to 100ml, with 1ml increment | Unit
| Anti - A, Monoclonal IgM antibody for slide and tube method. | vial
| Alsevers Solution for preservation of red blood cell antigenicity. Enhanced stability of 4 to 6 weeks post preparation | Packet
| Anti - D, IgG only, antibody only for tube method | vial
| Single Donor Platelet kits for Apheresis machine | Set
| Anti - D, Monoclonal IgM antibody for tube method | ml
| Blood Temperature Indicator, Non reversible for refrigerator and temporary container storage for use in red blood cells, whole blood and plasma; Indication temperature at 6oC | Piece
| Column Agglutination Technology Cassette for ABO forward and reverse grouping with Rh and autocontrol in one profile | Cassette
| Hemocue microcuvette, Hb-201 for determination of Hb in whole blood | 50/container
| pH Buffer Powder: for estimating pH of 4.01, 7.00 and 10.01 @ 25oC with accuracy of pH solution prepared to be +/-0.01 pH | Piece
| Blood bag - Double, CPDA1 as anticoagulant, 450ml capacity | Unit
| Blood bag - Quadruple, top and bottom for OPTIPRESS MACHINE, 450ml capacity with additive solution | Unit
| Antibody panel cells for antibody identification for Conventional tube method | A set of 3 cells of 3% suspension
| Anti - E, Monoclonal IgM antibody for tube method | ml
| Anti - Fya antibody | ml
| Anti - Fyb antibody | ml
| Anti - H lectin, monoclonal IgM antibody for tube method | ml
| Anti - Jka, monoclonal IgM antibody for tube method | ml
| Anti - Jkb, monoclonal IgM antibody for tube method | ml
| Anti - K,monoclonal IgM antibody for tube method | ml
| Anti  Lea monoclonal IgM antibody for tube method | ml
| Anti - Leb monoclonal IgM antibody for tube method | ml
| Anti - Lutheran a monoclonal IgM antibody for tube method | ml
| Anti - Lutheran b monoclonal IgM antibody for tube method | ml
| Anti - M, monoclonal IgM antibody for tube method | ml
| Anti - Mia, antibody for tube method | ml
| Anti - N, monoclonal IgM antibody for tube method | ml
| Anti - P1, antibody for tube method | ml
| Anti - S, antibody for tube method | ml
| Column Agglutination Technology Cassettes for ABO, Rh and DAT tests for NEWBORNS | 20 Cassettes
| Blood Administration set (adults), vein needle 18gauge, delivers approximately 15drops per ml with Spike needle packet of 200 | Unit
| Antibody screening cells for Conventional tube method | A panel of 3 cells of 0.8% cell suspension
| Anti - D, IgM and IgG combination, Monoclonal IgM and IgG antibodies for slide and tube method | vial
| Anti - Human Globulin (Green), polyspecific anti - IgG and anti C3d | vial
| Combi-pack of pre-diluted monoclonal Anti - D, IgG antibody reagent and red cell preserving solution to prepare Coombs control cells | Packet
| Anti - AB, Monoclonal IgM antibody for slide and tube method | vial
| Blood bag - Double, CPDA1 as anticoagulant, 350ml capacity | Unit
| Anti - A1, lectin, monoclonal IgM antibody for tube method | vial
Clinical Laboratory | Pregnancy test kit, Sensitivity as low as 20mIU/mL hCG | 50/pkt
| Urinary strip, 10 parameters | 100/pkt
| Urinary strip, 2 parameters (albumin and sugar) | 100/pkt
| Sulphosalicylic acid | 100g
| Sodium nitroprusside | 100g
| Slide mailer, 5 slides | Set
| Occult blood test kit | 50/pkt
| Ammonium sulphate | 500g
| Glacial acetic acid | 500mL
| LE (SLE) slide test | 50/pkt
| Hydrogen peroxide | 500mL
| pH Indicator paper, Range 8 - 10.5 pH | 50/pkt
| pH Indicator paper, Range 2 - 7pH | 50/pkt
| Sulphur powder | 500g
| Coplin jar, Polypropylene, Xylene resistant | Piece
| Semen diluting fluid | 100mL
| Ehrlichs aldehyde reagent | 100mL
| Fouchet reagent | 100mL
| Barium chloride | 500g
| Benedicts reagent | 500mL
| Ammonium solution | 500mL
| Micro cuvettes for Haemogloinometer (EKF Diagnostic) | 50/Pkt
Cytology | Chloral hydrate | 500 gm
| Microscope: 6V 30W halogen bulb. Focusing Stage height movement by roller guide (rack & pinion). Stroke per rotation: 36.8 mm. Full stroke range: 25 mm. Upper limit stopped by simplified pre-focusing dial. Tension adjustment on coarse focus adjustment knob Revolving nosepiece Fixed quadruple nosepiece with inward tilt Binocular observation tube Field number 20 Tube inclination 30° Interpupillary distance adjustment range 48-75 mm Stage Size 188 (W) × 134 (D) mm Movement range 76mm X-direction × 50mm Y-direction Specimen holder Double slide holder Rubber grip Equipped as standard Condenser Type Abbe condenser, with built-in daylight filter N.A. 1.25 with oil immersion Aperture iris diaphragm .Power supply: AC 220V- 230V, 50HZ Power cord with round 3 pin top. Right- hand stage control. The microscope should be installed and demonstrated for fuctionallity test. Physically damaged microscope will not be accepted. After sales and services should be provided. | Set
| Fume Hood Structure: All steel (1.0mm cold-rolling steel or 1.0mm stainless steel) covered with electrostatic spraying after folding, welding, polishing, acid cleaning, phosphorization, and chemical resistance. Inner liner panel: 6mm compact panel, acid and alkali resistance, temperature: resistance, anti-moisture. Guide plate: reasonable and knock down guide structure. Concentrated and effective discharge air, letting off different poisonous gas. Operation Table board: lab-grade phenolic resins worktop, or epoxy resin worktop, or ceramic worktop and stainless steel as worktop. Window: 6mm thickness steel safe glass, balancing form elevation and subsidence, it can be stopped at any position by pulling. Lighting equipment: 30W antisepsis daylight lamp, lamp house is insulated with gas. Lightness on table not lowers than 400LUX. Operation panel: lighting switch, ON/OFF switch, two sets of 220V/10A versatile electric socket. Ventilation equipment: selecting rust-resistance, low wasting, low noise and famous fan and special wind tube. Noise can be reduced at about 55 DB. Accessories: vertical and single test cock: made by yellow brass, the surface is treated by EPOXY baking paint. Cup slot: acid and alkali resistance, PP water cup.Power supply: AC 220V- 230V, 50HZ Power cord with round 3 pin top and suitable voltage stabilizer. It should be installed and demonstrated for functionallity test. After sales and services should be provided. | Set
General Chemicals | Calcium chloride dihydrate | 500g
| di-Potassium oxalate, Purified | 500g
| Hydrochloric acid, Concentrated | 500mL
| Immersion oil | 125mL
| Potassium hydroxide, Purified pellets | 100g
| Ethanol (99-100%) | 500mL
| Sodium hypochlorite solution GPR, 5% | 1L
| Sodium hydroxide, Pellets | 500g
| Sodium chloride, GR | 500g
| Potassium permanganate powder | 500g
| Sulphuric acid, Concentrated | 500mL
| Trichloroacetic acid | 500g
General Consumables | Harris Haematoxylin Papanicolaus solution 1a | 500ml
| Stylus pen for Blood Bank Refrigerator, Terumo Penpol brand, Model Number BBR-AG-1-0-300L | Pkt
| Temperature Recorder chart for Blood Bank Refrigerator, Terumo Penpol brand, model BBR-AG-1-0-300L | Pkt
| Stylus pen for Blood Bank Refrigerator, Dometic brand | Pkt
| Leishman stain | 25gm
| Cryovial 2mL | 100/Pkt
| Alcohol based antiseptic handrub | 500mL
| Petri plates sterile 90mm diameter. | 500 plates/Box
| Mineral oil | 100ml
| Cefpodoxime(10ug) | 50 Disc/ vial
| Gram Negative biochemical identification kit | kit
| Sterile disposable pipette, 5ml (Individually wrapped) | 100/pkt
| Sterile swab with wooden stick | 100/pkt
| Sterile screw caped urine container (50ml) | 500/ pkt
| Sterile screw capped stool container with attached scoop (20ml) | 100/ pkt
| Rota-Virus, latex test kit | 25 tests
| Burner, Bunsen (ordinary) for LPG | Piece
| Bacterial antigen test kit | 50 tests
| Scrub typhus Rapid test kit(IgM,IgG) | 30 test/ kit
| Ceftriaxone(0.5ug) | 50 Disc/ vial
| Reticulocyte stain solution (ready made solution) | 100ml
| New methylene Blue powder | 25gm
| Trisodium citrate (3.8%) | 500g
| Giemsa stain | 100ml
| DLC counter | Packet
| Heamocytometer with improved Neubauer rulings Counting Chamber | Packet
| Haemocytometer coverglass | 5/pkt
| Sahli hemoglobinometer | Piece
| Complete blood count QC material (three level-high, low and normal) | 2mL/pkt
| Sodium phosphate dibasic | 500gm
| Xylene extra pure. | 2L
| Buffered sodium citrate 0.109 M (3.2%) plastic vacutainer tube for adult | 100 tubes/pkt
| Timmer | 1pc/pkt
Hb color scale
| Vacutainer tube coated with K2 EDTA for adults | 100 tubes/pkt
| Vacutainer tube coated with K2 EDTA for infants | 100 tubes/pkt
| Dip quick I | 500gm
| Orange Green-6, Papanicolaous solution, 2b Orange II Solution (contains methanol) | 500ml
| Ammonical silver powder | gm
| Potassium dihydrogen phosphate | 500gm
| Calcium chloride dihydrate | 500 gm
| di-Potassium oxalate purified | 500 gm
| EDTA Dipotassium salt | 50gm
| May-grunwald-giemsa stain | 100ml
| Sodium Metabisulphate | 50gm
| Glass beads | 1kg Packet
| Potassium ferrocyanide | 500gm
| Turks solution | 100ml
| Polyethylene glycol 200 | 500ml
| Drabkin solution for Hb estimation | 5L
| ESR tube with stand and scale- Westergren tube | 5/pkt
| Sulphuric acid (concentrated) | 500ml
| Hydrochloric acid (Concentrated) | 500 ml
| Potassium Permanganate powder | 500 gm
| Trichloroacetic acid | 500 gm
| Paper roll for vesmatic 20 | Roll
| G6PDH kit (Qualitative) | 20 tests/kit
| Safranin solution | 100ml
| Vacutainer tube (sodium/lithium heparin, no gel) | 100 tubes/pkt
| Buffered sodium citrate 0.109 M (3.2%) plastic vacutainer tube for infant | 100 tubes/pkt
| Slide staining rack, SS. (wxdxh) 100mmx100mmx25mm, use with staining trough (accepts 76x26mm microscope slides) | Piece
| Slide tray of 20 slides ( Aluminium ) | Piece
| API 20E with complete reagent kit | 25 tests
| Specimen Chamber (1ml) for Cytocentrifuge | Piece
| Disposable Filter Paper for Cytocentrifuge (1ml) | 200/pkt
| Specimen Chamber holder (1ml) for Cytocentrifuge | 200/pkt
| EA - 36 or 50 (Papanicolaous solution) polychromatic solution | 500ml
| Specimen Chamber cap (1ml) for Cytocentrifuge | 200/pkt
| Base mold SS, (reuseable), Size - 25Wx32Dx6Hmm | Piece
| Perls stain solution (ready made solution) | 100ml
| Aluminium Potassium Sulphate | 500gm
| Volumetric flask, Glass 50mL | Piece
| Microscope slide, thickness 1-1.2mm; Dimension 76 x 26mm | 50/pkt
| Micro-pipette tip 200-1000μL | 1000/pkt
| Micro-pipette tip 50-200μL | 1000/Pkt
| Micro-pipette tip 5-50μL | 1000/Pkt
| Sodium hypochlorite solution GPR(5%) | 1L
| Micro-pipette stand, holds 5 to 7 micro-pipettes | Piece
| Dengue Rapid test kit(IgM,IgG with NS-1) | 25 test/ kit
| Thermal paper, Bar code label Size 2inch x 1inch | Roll
| Staining jar with rack, Polypropylene: 24 microscope slides staining dish with rack, Xylene resistant | Piece
| Tissue wrap disposal biospy papers. white colour (60*60mm) Should be water, alcohol and xylene resiatant. to be used for processing tiny biopsies | 500/pkt
| Potato dextrose agar | 500 gm
| Anti - c, Monoclonal IgM antibody for tube method | ml
| Anti - s, antibody for tube method | ml
| Anti - e, monoclonal IgM antibody for tube method | ml
| Test tube rack, Hole diameter 13mm suitable for test tubes with an external diameter 12mm; Convertible for 1.5mL microtubes | Piece
| Sodium chloride GR | 500 gm
| Cryovial 5mL | 100/pkt
| Disposable Blood Lancet, 3.8mm Length, SS | Piece
| Salmonella Agglutinating Sera phase 2 | 2ml
| Sterile swab, general purpose with screw cap | 100/pkt
| Salmonella Agglutinating Sera polyvalent H, phase 1 & 2 | 2ml
| Rapid stool antigen test for Heliobacter pylori. | 25test/box
| Cryovials, 5ml | 1000/ pkt
| Ethanol (99 - 100%) 500 ml | 500ml
| DPX Mountant | 250ml
| Immersion Oil | 100ml
| Sodium hydroxide pellets | 500 gm
| Potassium hydroxide pellets purified | 100gm
| Sodium bi carbonate | 500gm
| Haematoxylin Powder | 25gm
| Streptococcal grouping test kit | 50 tests
| Kala Azar RK39 Rapid test kit | 25 test/ kit
| Salmonella Agglutinating Sera (1,2 - H) | 2ml
| Slide staining trough (wxdxh) 112x112x50mm | Piece
| Template for bleeding time (infant) -Depth: 0.5 mm. Length: 3-4.0 mm. Fully automated incision device for bleeding time determinations. Single use. Latex free. Sterile unless package is damaged or opened. | 50/pkt
| Aluminium Chloride Crystal | 500gm
| Aniline blue powder | gm
| Centrifuge Tubes: Bottom shape: Round, Material: Polyethylene Color: White, Capacity: 0-10ml, Dimension: 15 x 50 | 50/Packet
| Microcentrifuge tubes: with cap, Capacity: 1.5ml, Diameter: Outer: 11-12.5mm, Material: Polypropylene, Max. RCF: 20000xG, Graduations:0.5, 1.0 and 1.5ml, Height: 50mm | 50/Packet
| Template for bleeding time (adult) Depth: 1.0 mm. Length: 5.0 mm. Fully automated incision device for bleeding time determinations. Single use. Latex free. Sterile unless package is damaged or opened. Lot No. 2013-03 | 50/pkt
| Anti - Cytokrratin 7 | 6ml
| Filter paper sheet 46cm x 57cm | 500/Pkt
| Blood lancet, Disposable, length 3.8mm, SS | 100/pkt
| Micro-vial 2mL | Piece
| Pasteur pipettes, Max. bulb capacity 3.5mL | 100/Pkt
| Volumetric flask, Glass 500mL | Piece
| Graduated cylinder, Plastic 1000mL | Piece
| Volumetric flask, Glass 100mL | Piece
| Microscope slide, Single frost, thickness 1 - 1.2mm; dimension: 75 x 25mm | 50/pkt
| Micro-pipette tip 1000-5000μL | 500/Pkt
| Graduated cylinder, Plastic 500mL | Piece
| Graduated cylinder, Glass, 100mL | Piece
| Graduated cylinder, Glass, 1000mL | Piece
| Basket, test tube, 200 x 200 x 200mm, SS | Piece
| Basket, test tube, 150 x 150 x 150mm, SS | Piece
| Bench note, Heavy duty tissue pad for absorbance upto 50cm x 40cm | 500/pkt
| Graduated beaker, Glass, 2000mL | Piece
| Graduated beaker, Polypropylene, 1000mL | Piece
| Graduated cylinder, Glass 500mL | Piece
| Capillary sealing compound for haematrocrit tube | 10/pkt
| Aspirator bottle, HDPE, PP tap and screw closure 25L | Piece
| Aspirator bottle, HDPE, PP tap and screw closure 50L | Piece
| Centrifuge conical tube, Polypropylene, 15mL tube with cap, graduated in 0.5mL, 17 x 119mm | 50/pkt
| Centrifuge conical tube, Polypropylene, 50mL tube with cap, graduated in 0.5mL, 30 x 119mm | 50/pkt
| Diamond pen with rectractble scriber | Piece
| Draining basket, Polypropylene 400 x 300 x 100mm | Piece
| Conical flask, Glass 3000mL | Piece
| Conical flask with screw cap, Glass, 1000mL | Piece
| Filter paper, qualitative, dia. 110mm | 100/pkt
| Conical flask with screw cap, Glass 250mL | Piece
| Conical flask with screw cap, Glass 500mL | Piece
| Cover glass, 22 x 22mm | 20pcs (10g)/pkt
| Volumetric flask, Glass 1000mL | Piece
| Sample carrying tray, Polypropylene with handle, autoclavable | Piece
| Graduated cylinder, Plastic 100mL | Piece
| Parafilm roll 2inch x 250 ft | Piece
| Conical flask with screw cap, Glass 2000mL | Piece
| Digital clock with count down timer and temperature display; 12/24hr clock; Total countdown timer up to 99min; Loud alarm; Bench top standing or wall mounted; Powered by 2xAA battery | Piece
| Haematocrit capillary tube, Non-heparinized, 1.15/75mm | 100/pkt
| Haematocrit capillary tube, Heparinized, 1.15/75mm | 100/pkt
| Spirit lamp, Brass | Piece
| Volumetric pipette, Calibrated, Glass 1mL | Piece
| Lens cleaning paper 80 x 100mm | 50/pkt
| Volumetric pipette, Calibrated, Glass 10mL | Piece
| Reagent bottle, Glass 250mL | Piece
| Volumetric pipette, Calibrated, Glass 2mL | Piece
| Volumetric pipette, Calibrated, Glass 5mL | Piece
| Test tube without rim, Glass 15 x 125mm | Piece
| Test tube without rim, Glass 12 x 100mm | Piece
| Test tube brush, Head dia.29mm for tubes dia. 16 to 25mm | Piece
| Test tube brush, Head dia.11mm for tubes dia. 10 to 13mm | Piece
| Test tube without rim, Glass 10 x 75mm | Piece
| Reagent bottle, Glass 500mL | Piece
| Test tube holder | Piece
| Thermal printing paper 50mm x 30m | Roll
| Wash bottle, High chemical resistance 500mL | Piece
| Test tube rack, Hole diameter 17mm suitable for test tubes with an external diameter 15mm | Piece
| Parafilm roll 4inch x 250 ft | Piece
| Test tube without rim, Glass 12 x 75mm | Piece
| Solution for preservation of red blood cell antigenicity to enhance stability of 4 to 6 weeks post preparation | 10ml/vial
| Thermal printer paper (57mm x 30mm) | 3/Pkt
| Scapels and tweezers: Small SS scalpel and tweezers for sample tweezing and extraction purpose | Piece
| Anit CD23 | 6ml
| Dip quick II | 500gm
| Alcian blue powder | gm
| Aluminium hydroxide | 500gm
| Phenol crystals | 500mL
| Spore strips | 100strips/vial
General Equipment | Laboratory freezer (Vertical): Fan forced-air; CFC free refrigerant, Electronic temparature controller with recording and alarms system touch screen display with a real time display of temperatures; Capacity: 300-400L; Temperature range -18 to -30°C ± 1 °C; Pre-coated steel door with ergonomic handle; Internal chamber: SS or corrosion rsisstant material; 3 to 5 open wire adjustable shelves and appropriate drawer for storage; Alarms: Acoustic and visual for door open, temperature deviations, faulty conditions and power failure; Alarm system fed by an automatic recharging battery; Defrost: Automatic with automatic evaporation of the condensate water; Safety thermostat for overfreezing and over heating conditions; Noise level <40dB; Certifications, CE, FDA, ISO, IEC or equivalent standards; Operational Environmental conditions: Temperature (+5 to +40) deg celcius ,Relative Humidity ( 4 to < 90)%, Altitude ( 200 to 3000 ) mtrs, Atmospheric Pressure (500 to 800) mmHg ; Power Supply : 230V ± 6% , 50 Hz ± 1 % ; Power cord with 3 round pin top; Single phase 2 KVA Online UPS with atleast 6 Nos of 12V 9Ah batteries; Output voltage: 230 +/- 6% , 50 Hz; noise:<50dBA; Efficiency;minimum 85% (Standardised Brands: Haier, Panasonic and VestFrost "or equivalent or higher") | Set
| Ion-selective analyser, Automated, High end: For Na+, K+, Cl- Li+, CO2; Classification: moderate complexity; Sample: Whole blood, Serum, Plasma, Urine, Body fluids; Sample size: Approximately 100µL; Accuracy: 0.99; Analysis time: Less than 60sec (blood), 90sec (urine); Data Storage: Patient result and QC results, Normal, Low and High; Calibration: Automatic or On demand; Output: Printing of result, RS-232, Auto-sampler tray; Power supply: AC 220-240V, 50Hz; Power cord with 3 round pin top (Standardised Brands: Medica and Diamond Diagnostics) | Set
| Centrifuge, General purpose, Benchtop: Swing out rotor; Bucket with mix rack for 50mL x 2 x 4; 15mL x 4 x 4 tubes and multi rack for 5-10mL x14 x 4 tubes; Max. speed: 4,000RPM; Max. RCF 2,800g; Operation: Continuous, Timed or Program mode; Touch pad controls with digital display of speed and time; Auto lid release with sounder when rotor stops; Imbalance switch-off; Certifications, CE, FDA, ISO, IEC or equivalent standards; Power supply: AC 220V- 240V, 50Hz; Power cord with round 3 pin top | Set
| BILIRUBIN METER: Measurement Parameters: 0 - 30 mg/dL (total bilirubin in serum) Light Source: 6V 1.5A tungsten lamp Wavelength: 461, 551 nm Formula: 2 wavelength differential formula Measurement cell: Capillary tube Sample Volume: 50 - 60uL Display: 3-digit LED Power: 220 - 240V, 50 Hz. power cord with round 3 pin top | Set
| Dielectric blood bag tube sealer: Sealing time: 1 to 3 seconds; Indication lamps for power, ready and sealing; Maximum diameter of the tube that can be sealed: 6mm; Tube detection: automatic; to be provided with a splash guard; to be equipped with a reliable process control that ensures leakage detection; Power Supply : 230V ± 6% , 50 Hz ± 1 % ; Power cord with 3 round pin top; (Standardised Brands: Terumo Teruseal, Terumo Penpol "or equivalent or higher") | set
| Balance Readability: 0.01g. Max. Load: 610 g. Repeatability: 0.01g. Linearity: 0.02g. Weighing pan: dia160mm. Power supply: AC 220-240V, 50/60Hz. Power cord with round three pin top | Set
| Distillation unit, Double distiller, Benchtop: Conductivity <2μs/cm; Thermostatic low water cut-off; Internal chamber made of corrosion resistant material; Distillate withdrawal through outlet at the condenser; Evaporator easily accessible for cleaning purposes; Throughput: 4L/hour. Certifications, CE, FDA, ISO, IEC or equivalent standards; Operational environmental conditions: Temperature 5-40oC Relative humidity: 4 to <90%; Altitude 200-3000m; Atmospheric pressure 500-800mmHg; Power supply: AC 220V- 240V, 50Hz; Power cord with round 3 pin top (Standardised Brands: GFL and Cristofoli) | Set
| Bench top Centrifuge: Swing out rotor with bucket with holders for 12x100mm test tube, and 15 ml tubes. Maximum RPM: 2000 - 5000 RPM. Maximum relative centrifuge force: 4640 x g. Main control: LCD microprocessor controlled. Power supply: AC 220-240V, 50 HZ. Power cord with round three pin top. Operating environmental condition: -10&#730;C to +40°C, RH >80%. | Set
| Deep Freezer. Vertical type with microprocessor controlled temperature regulation with digital display. Temperature Range: - 70ºC. Capacity: 250 -300 Liters. Power: 220-240V, 50/60Hz.Power cord with round three pin top. Should be supplied with appropriate storage racks with individual storage compartments & Voltage stabilizer. Operating environmental condition: - 10 to +40°C, RH >80%. | Set
| Deep Freezer. with microprocessor controlled temperature regulation with digital display. Temperature Range: - 20 to -40ºC. Capacity: 250 -300 Liters. Power: 220-240V, 50/60Hz.Power cord with round three pin top. Should be supplied with appropriate storage racks & Voltage stabilizer. Operating environmental condition: - 10 to +40°C, RH >80%. | Piece
| Incubator: Temperature range: Ambient + 5°C to 70°C. Temperature control: Digital P.I.D. controller. Display: Dual LED display. Capacity: 100 - 300 liters. Power supply: AC 220V- 230V, 50HZ Power cord with round 3 pin top and suitable voltage stabilizer | Piece
| Pipettors, variable volume 5 - 50µl, full volume range, thumb press tip ejector, calibration simple to perform by user. Can be used with tips from all manufacturers. | Piece
| Microscope, binocular: (for routine work) Illumination inbuilt,Right-handed stage control. Objectives: 4X, 10X, 40X, & 100X. Eye piece: 10X. Complete with power cord, 220/230 - 50/60HZ. | Set
| Microscope: Multi head with CCTV system and LCD monitor. Illumination: with objectives: 4X, 10X, 40X, & 100X. Eye piece: 10X Complete with round 3 pin power cord. Power supply: 220V, 50/60HZ. Right-handed stage control. Should be supplied with micophotography attachement and latest computer. | Set
| Vortex mixer. Speed Range: 0 - 3000 RPM. Operation Mode: Touch on and constant on Head: Rubber Mixing Cup. Power supply: AC 220V-240V, 50Hz. Power cord with round 3 pin top | Set
| Laboratory incubator, Aerobic: Illuminated display and digital microprocessor controls with precise time and temperature; temperature adjustable from +5 to +100°C; Capacity: 50 to 60L chamber; No. of shelves: 2-5; Temperature range: ambient 5-100°C with sensitivity of ±0.2°C @ 37°C, ±0.2°C @ 50°C ; uniform heat circulation; SS shelves; Certifications, CE, FDA, ISO, IEC or equivalent standards; Power Supply : 230V ± 6% , 50 Hz ± 1 % ; Power cord with 3 round pin top (Standardised Brands: Heraeus, Vision Scientific, Axyos, Memmert and Human) | Set
| pH Meter: pH Range: 0.00 - 14.00pH. Resolution: 0.01pH. Relative Accuracy: +/- 0.01pH. Millivolt Range: -1999 to 1999mV. Temperature Range: 0.0 - 100.0.Power supply: AC 220V-240V, 50Hz. Power cord with round 3 pin round top | Set
| Refrigerator with glass door for storage of laboratory reagents: Capacity: 350 to 800 Liters. Temperature Range: 0 - 10° C. Temp. Accuracy: +/- 0.3 at 4°C. Temp. Controller: Digital P.I.D. controller. Display: Dual LED display. Power supply: AC 220V-240V, 50Hz. Power cord with round 3 pin top and appropriate Voltage stabilizer | Set
| Hot air oven: Temp. Range: Ambient + 5°C to 220°C. Temp. Control: Digital P.I.D. controller. Display: Dual LED display. Capacity: 50 - 100 liters. Power cord with round three pin top, Voltage AC 220V-240V. | Set
| Balance, Analytical, Electronic: Readability: 0.01g; Max. load: 600g; Repeatability: 0.01g; Linearity: 0.02g; Weighing pan; Switching between mL, gram and mg; Power Supply : 230V ± 6 % , 50 Hz ± 1 %; Power cord with 3 round pin top (Standardised Brands: Mettler Toledo, Remi, K-Roy, Terumo Penpol, Scout Pro, Precisa and Wensar) | Set
| pH meter pH Range 0.00-14.00pH; Resolution 0.01pH; Relative accuracy +/- 0.01pH; Millivolt range -1999 to 1999mV; Temperature range 0.0-100.0; Power supply: 220 - 240V, 50Hz. Power cord with round 3 pin round top. | Set
| Micro-pipettes adjustable 200-1000µl, full volume range with tip ejector | Piece
| Micro-pipettes adjustable 50 - 200µl, full volume range with tip ejector | Piece
| Micro-pipettes adjustable 5 - 50µl, full volume range with tip ejector | Piece
| Microscope, Binocular, Basic: Achromatic 10x magnification eyepiece; Infinity optical system with par focal distance of 60mm; Long life high luminescent white LED; Revolving nose piece; Rectangular stage with specimen holder and re-focusing mechanism; Stage height movement by roller guide (rack & pinion); Objective lens: Anti-mold, Plan Achromat 4x/0.10, 10x/0.25, 40x/0.65 and 100x oil/1.25; Right-hand stage control; Condenser type: Abbe condenser; Certifications, CE, FDA, ISO, IEC or equivalent standards; Operational environmental conditions: Temperature 5-40°C Relative humidity: 4 to <90%; Altitude 200-3000m; Atmospheric pressure 500-800mmHg; Power Supply : 230V ± 6% , 50 Hz ± 1 % ; Power cord with 3 round pin top; (Standardised Brands: Leica, Olympus, BioBase, Nikon and Magnus) | Set
| Laboratory freezer (Vertical): Fan forced-air; CFC free refrigerant, Electronic temparature controller with recording and alarms system touch screen display with a real time display of temperatures; Capacity: 300-400L; Temperature range -18 to -30°C ± 1 °C; Pre-coated steel door with ergonomic handle; Internal chamber: SS or corrosion rsisstant material; 3 to 5 open wire adjustable shelves and appropriate drawer for storage; Alarms: Acoustic and visual for door open, temperature deviations, faulty conditions and power failure; Alarm system fed by an automatic recharging battery; Defrost: Automatic with automatic evaporation of the condensate water; Safety thermostat for overfreezing and over heating conditions; Noise level <40dB; Certifications, CE, FDA, ISO, IEC or equivalent standards; Operational Environmental conditions: Temperature (+5 to +40) deg celcius ,Relative Humidity ( 4 to < 90)%, Altitude ( 200 to 3000 ) mtrs, Atmospheric Pressure (500 to 800) mmHg ; Power Supply : 230V ± 6% , 50 Hz ± 1 % ; Power cord with 3 round pin top; Single phase 2 KVA Online UPS with atleast 6 Nos of 12V 9Ah batteries; Output voltage: 230 +/- 6% , 50 Hz; noise:<50dBA; Efficiency;minimum 85% (Standardised Brands: Haier, Panasonic and VestFrost or equivalent or higher) | Set
| Centrifuge, Fixed angle rotor: Holders or rotors for 5ml test tubes, 15 ml tubes and 2ml tubes;Maximum speed - 5000 RPM; Microprocessor controlled; Display of speed, alarm and time;Imbalance switch-off; Auto lid release with sounder when rotor stops; Operational Environmental conditions: Temperature (+5 to +40) deg celcius ,Relative Humidity ( 4 to < 90)%, Altitude ( 200 to 3000 ) mtrs, Atmospheric Pressure (500 to 800) mmHg ; Power Supply : 230V ± 6% , 50 Hz ± 1 % ; Power cord with 3 round pin top. | Piece
| Pipettors, variable volume 200-1000µl, full volume range, thumb press tip ejector, simple calibration to perform and user friendly. Can be used with tips from all manufacturers. | Piece
| Pipettors, variable volume 50 - 200µl, full volume range, thumb press tip ejector, simple calibration to perform user friendly. Can be used with tips from all manufacturers. | Piece
| Laboratory refrigerator, 400-450L, With backup battery: Fan forced-air; CFC free refrigerant, Electronic temperature controller with recording and alarms system touch screen display with a real time display of temperatures; Temperature range: 2 to 8°C ±1°C; Internal chamber: SS or corrosion; Insulated glass doors with triple glass panels; Internal fittings: Interchangeable system with atleast 4 open adjustable wire shelves; Alarms: Acoustic and visual for door open, temperature deviations, faulty conditions and power failure; Alarm system fed by an automatic recharging battery; Defrost: Automatic with automatic evaporation of the condensate water; Safety thermostat for overcooling conditions; Noise level <40dB; With inbuilt batter backup for at least 48 hours;Power Supply : 230V ± 6% , 50 Hz ± 1 % ; Power cord with 3 round pin top; 2KVA voltage stabilizer(Standardised Brands: Celfrost, BioBase, Labfreez, Vision Scientific or equivalent or higher) | Set
| Haematocrit Centrifuge. High speed bench-top centrifuge for haematocrit determinations with brushless drive. Sedimentation is completed at 16,060 x g in a little over 6 minutes. Quick entry foil keypad. Easy to read digital display. Easy entry and display of current parameter values. Metal housing. The lid of the rotor is the evaluation disk and cover in one. The haematocrit value can be read off the lid / evaluation disk after centrifugation. Motor overheating protection. Imbalance switch-off. Timer: 99 minutes max. Maximum speed: 13,000 rpm. (16,060 x g.) in 100 rpm increments. Noise level: 58 dB(A). Operating environmental condition: -10 to +40&#730;C, RH >80%. Power supply: AC 220V-240V, 50Hz. Power cord with round 3 pin top and appropriate Voltage stabilizer | Set
| Refrigerator with glass door for storage of laboratory reagents: Capacity: 1000 to 1300 liters. Temperature Range: 0 to+10° C. Temp. Accuracy: +/- 0.3 at 4°C. Temp. Controller: Digital P.I.D. controller. Display: Dual LED display. Power supply: AC 220V-240V, 50Hz. Power cord with round 3 pin top and appropriate Voltage stabilizer | Set
| Water bath: Temperature range: Ambient + 5°C to 99°C. Temp. Accuracy: +/-2&#730;C at 37&#730;C. Temp. Controller: Digital P.I.D. controller, 4Zone PID. Display: Dual LED display. Capacity: 20 - 30liters. Power supply: AC 220V-240V, 50Hz. Power cord with round 3 pin top and appropriate Voltage stabilizer | Set
| Laboratory water bath, SS: Interior dimensions (WxHxD): approx.35x 20 x 28 cm; Capacity: approx.22L; Liquid Level : min 15 to 17 cm, max 19 to 21 cm;Temperature range: 5 - 99°C ±0.1°C; Digital temperature PID controller; 4 digit real time LCD display of the set and actual temperature; Adjustable under/over set temperature alarm; Diffuser spacer tray; Lid; Drainage facility; Power Supply : 230V ± 6% , 50 Hz ± 1 % ; Power cord with 3 round pin top (Standardised Brands: ABC Labo Corp, GFL, Axyos, BioBase "or equivalent or higher" ) | Set
| Microscope, Binocular, Basic: Achromatic 10x magnification eyepiece; Infinity optical system with par focal distance of 60mm; Long life high luminescent white LED; Revolving nose piece; Rectangular stage with specimen holder and re-focusing mechanism; Stage height movement by roller guide (rack & pinion); Objective lens: Anti-mold, Plan Achromat 4x/0.10, 10x/0.25, 40x/0.65 and 100x oil/1.25; Right-hand stage control; Condenser type: Abbe condenser; Certifications, CE, FDA, ISO, IEC or equivalent standards; Operational environmental conditions: Temperature 5-40°C Relative humidity: 4 to <90%; Altitude 200-3000m; Atmospheric pressure 500-800mmHg; Power Supply : 230V ± 6% , 50 Hz ± 1 % ; Power cord with 3 round pin top; 2KVA voltage stabilizer.(Standardised Brands: Leica, Olympus, BioBase, Nikon and Magnus) | Set
| Pipettors, variable volume 1000 - 5000µl, full volume range thumb press tip ejector, simple calibration to perform and user friendly. Can be used with tips from all manufacturers. | Piece
| Micro-pipettes adjustable 1000 - 5000µl, full volume range with tip ejector | Piece
| Microscope, binocular: Illumination inbuilt; Right-handed stage control; Objectives: 4X, 10X, 40X, & 100X; Eye piece: 10X. Power supply 220 - 240V, 50Hz. Power cord with round 3 pin top and appropriate Voltage stabilizer. | Set
| Micro-pipette, Adjustable 5-50µL: Full volume range with tip ejector; Volume adjustment: few turns to reach from maximum to minimum level | Piece
| Laboratory refrigerator, 1000-1400L: Fan forced-air; CFC free refrigerant, Electronic temperature controller with recording and alarms system touch screen display with a real time display of temperatures; Temperature range: +2 to +8°C ±1°C; Internal chamber: SS or corrosion; 2 insulated glass doors with triple glass panels; Internal fittings: Interchangeable system with atleast 5 open adjustable wire shelves; Alarms: Acoustic and visual for door open, temperature deviations, faulty conditions and power failure; Alarm system fed by an automatic recharging battery; Defrost: Automatic with automatic evaporation of the condensate water; Safety thermostat for overcooling conditions; Noise level <40dB; Power Supply : 230V ± 6% , 50 Hz ± 1 % ; Power cord with 3 round pin top; Single phase 2 KVA Online UPS ; Output voltage: 230 +/- 6% , 50 Hz; noise:<50dBA; Efficiency;minimum 85% (Standardised Brands: Celfrost, BioBase, Labfreez, Vision Scientific "or equivalent or higher") | Set
| Microscope, Penta-head: With digital imaging system; in-built lamp house for long life high luminescent white LED Illumination; Eyepiece: Anti-mold 10x with dioptre adjustment; Rectangular stage with specimen holder with re-focusing mechanism and torque adjustment; Condenser: Focusable Abbe-style sub-stage condenser, 0.9/1.25, with rack and pinion arrangement incorporating an iris diaphragm; Objectives: Anti-mold Plan Achromat 4x, N.A. 0.10, W.D. 30mm, 10x, N.A. 0.25, W.D. 7mm, 40x, N.A. 0.65, W.D. 0.65mm, and 100x oil, N.A. 1.25; Focussing:co-axial coarse and fine focussing with fine division upto 0.002mm. One desktop set with windows 10 and above. Operational environmental conditions: Temperature 5-40°C Relative humidity: 4 to <90%; Altitude 200-3000m; Atmospheric pressure 500-800mmHg; Power Supply : 230V ± 6% , 50 Hz ± 1 % ; Power cord with 3 round pin top | Set
| Laboratory freezer, Ultra-low (Vertical): Fan forced-air; CFC free refrigerant, Electronic temperature controller with recording and alarms system touch screen display with a real time display of temperatures; Capacity: 300-400L; Temperature range -40 to -90°C; Pre-coated steel door, with ergonomic handle; Internal chamber: SS or corrosion resistant material; Minimum 3 open wire adjustable shelves and appropriate drawer for storage; Alarms: Acoustic and visual for door open, temperature deviations, faulty conditions and power failure; Alarm system fed by an automatic recharging battery; Defrost: Automatic with automatic evaporation of the condensate water; Safety thermostat for over-freezing and over heating conditions; Noise level <40dB; Certifications, CE, FDA, ISO, IEC or equivalent standards; Operational Environmental conditions: Temperature (+5 to +40) deg celcius ,Relative Humidity ( 4 to < 90)%, Altitude ( 200 to 3000 ) mtrs, Atmospheric Pressure (500 to 800) mmHg ; Power Supply : 230V ± 6% , 50 Hz ± 1 % ; Power cord with 3 round pin top; Single phase 2 KVA Online UPS with atleast 6 Nos of 12V 9Ah batteries; Output voltage: 230 +/- 6% , 50 Hz; noise:<50dBA; Efficiency;minimum 85% ; Appropriate voltage stabilizer (Standardised Brands: Gaint Star "or equivalent or higher") | Set
| Orbital shaker, Benchtop: Speed range: 0-300RPM; Orbit/amplitude: 16mm; Max. load capacity: 3kg; Built-in digital timer; with nonslip mat for multiwell plates; Power supply: AC 220V to 20V4, 50Hz; Power cord with round 3 pin top (Standardised Brands: Lukham, Marienfeld, Remi, Axyos and Becton Dickinson) | Set
| Micro-pipette, Adjustable 50-200µL: Full volume range with tip ejector; Volume adjustment: few turns to reach from maximum to minimum level | Piece
| Micro-pipette, Adjustable 200-1000µL: Full volume range with tip ejector; Volume adjustment: few turns to reach from maximum to minimum level | Piece
| Vortex mixer: Variable speed control between 200-2500RPM; Operation mode: Touch on mode and continuous operation; Rubber mixing cup; Power supply: AC 220V- 240V, 50Hz; Power cord with round 3 pin top (Standardised Brands: Heidolph, Scientific Industrial, Tarsons, Fisher Scientific and Vision Scientific) | Set
| Micro-pipette, Adjustable 1000-5000µL: Full volume range with tip ejector; Volume adjustment: few turns to reach from maximum to minimum level | Piece
| Hot plate with magnetic stirrer: White ceramic work surface; Stirring control: Digital; Stirring speed: 200 - 1300RPM; Temperature range: ambient to 450°C, with remote probe; max. temperature control 200°C; Temperature control: Digital LED display; Temperature setting: Digital in ±1°C increments; Sensitivity: ±0.5°C @ 60°C with remote probe; Stirring volume max.: 15L;Certifications: CE, FDA, ISO, IEC or equivalent standards; Operational environmental conditions: Temperature 5-40◦C; Relative humidity: 4 to <90%; Altitude 200-3000m; Atmospheric pressure 500-800mmHg; Power supply: AC 220V- 240V, 50Hz; Power cord with round 3 pin top (Standardised Brands: Vision Scientific) | Set
| Laboratory refrigerator, 400-450L: Fan forced-air; CFC free refrigerant, Electronic temperature controller with recording and alarms system touch screen display with a real time display of temperatures; Temperature range: 2 to 8°C ±1°C; Internal chamber: SS or corrosion; Insulated glass doors with triple glass panels; Internal fittings: Interchangeable system with atleast 4 open adjustable wire shelves; Alarms: Acoustic and visual for door open, temperature deviations, faulty conditions and power failure; Alarm system fed by an automatic recharging battery; Defrost: Automatic with automatic evaporation of the condensate water; Safety thermostat for overcooling conditions; Noise level <40dB; With inbuilt batter backup for at least 48 hours; Power Supply : 230V ± 6% , 50 Hz ± 1 % ; Power cord with 3 round pin top; 2KVA voltage stabilizer (Standardised Brands: Celfrost, BioBase, Labfreez, Vision Scientific or equivalent or higher) | Set
| Laboratory oven, Forced-air, SS: LCD display of actual and set temperature and time; Digital microprocessor temperature controller; Capacity: 50-60L: Outer case and internal chamber- constructed from stainless steel; 2-5 adjustable shelves; Wall and hinged door Insulated with High Grade Glass Wool; Door with Lock; Temperature: adjustable from +50°C to +200°C ±10 %; Timer Range: 0-250 minutes ±10 %; Over temperature safety protection with audible alarm; Certifications, CE, FDA, ISO, IEC or equivalent standards; Operational Environmental conditions: Temperature (+5 to +40) deg celcius ,Relative Humidity ( 4 to < 90)%, Altitude ( 200 to 3000 ) mtrs, Atmospheric Pressure (500 to 800) mmHg ; Power Supply : 230V ± 6% , 50 Hz ± 1 % ; Power cord with 3 round pin top (Standardised Brands: Axyos, ABC Labo Corp, BioBase, Vision Scientific and Memmert or equivalent or higher) | Set
| Laboratory refrigerator, 1000-1400L: Fan forced-air; CFC free refrigerant, Electronic temperature controller with recording and alarms system touch screen display with a real time display of temperatures; Temperature range: 2 to+ 8◦C±1°C; Internal chamber: SS or corrosion; 2 insulated glass doors with triple glass panels; Internal fittings: Interchangeable system with atleast 5 open adjustable wire shelves; Alarms: Acoustic and visual for door open, temperature deviations, faulty conditions and power failure; Alarm system fed by an automatic recharging battery; Defrost: Automatic with automatic evaporation of the condensate water; Safety thermostat for overcooling conditions; Noise level <40dB; Power Supply : 230V ± 6% , 50 Hz ± 1 % ; Power cord with 3 round pin top; 2KVA voltage stabilizer(Standardised Brands: Celfrost, BioBase, Labfreez, Vision Scientific "or equivalent or higher") | Set
| Laboratory water bath, SS: Interior dimensions (WxHxD): approx.35x 20 x 28 cm; Capacity: approx.22L; Liquid Level : min 15 to 17 cm, max 19 to 21 cm;Temperature range: 5 - 99°C ±0.1°C; Digital temperature PID controller; 4 digit real time LCD display of the set and actual temperature; Adjustable under/over set temperature alarm; Diffuser spacer tray; Lid; Drainage facility; Power supply: 220-240V, 50Hz; Power cord with round 3 pin top.(Standardised Brands: ABC Labo Corp, GFL, Axyos, BioBase or equivalent or higher) | Set
| Laboratory dry bath incubator, 12L: 16.5 mm hole diameter; Round hole bottom shape; Microprocessor-controlled with highly precise temperature control; LCD display; High heating speed, uniform heating, high stability, low energy consumption and no noise; Built-in temperature calibration function, automatic fault detection and buzzer alarm function; Built-in over-heating protection; Compact and tight with a small footprint; Multiple optional blocks; 2 blocks; 5°C above ambient to 150°C temperature range; <30 minute heating time for 20 to 150°C; 99h 59m timer; 0.3°C temperature uniformity; Power supply 220-240V, 50Hz; Power cord with 3 round pin plug | Set
| Distillation unit, Mono distiller, Benchtop: Conductivity <5.5μs/cm; CO2 degassing through outlet in the condenser; Internal chamber made of corrosion resistant material; Electronic control of distilling process, Thermostatic low water cut-off and over heating; Distillate withdrawal through outlet at the condenser; Evaporator easily accessible for cleaning purposes; Throughput: 4L/hr; Certifications, CE, FDA, ISO, IEC or equivalent standards; Operational environmental conditions: Temperature 5-40oC Relative humidity: 4 to <90%; Altitude 200-3000m; Atmospheric pressure 500-800mmHg; Power supply: AC 220V- 240V, 50Hz; Power cord with round 3 pin top | Set
| Dry block incubator: Microprocessor controlled, LCD display; Alarm and Inbuilt temperature protection;High heating speed, uniform heating, high stability;Temperature control range of incubator: 5°C to 100°C and can be pre-set to any required temperature;automatic fault detection and buzzer alarm function; Temperature control accuracy: 1°C; Blocks to fit in atleast 100 vials of 2ml, 50 vials of 5ml and 50 vials of 15 ml tubes. Power Supply : 230V ± 6% , 50 Hz ± 1 % ; Power cord with round 3 pin top | Set
| Distillation plant: (mono distiller) with all the required accessories and suitable for bench mounting. Thermostatic low water cut-off. Destillate withdrawal through outlet at the condenser. Evaporator easily accessible for cleaning purposes. economical energy consumption by distillation of the heated cooling water. Throughput: 4 liters/hour. Power supply: 220-240V 50/60Hz. | Set
General Lab (Clinical) | pH indicator paper (2-7pH) | 50 strips/pkt
| Semen diluting fluid | 100ml
| Occult Blood test kit | 50 strips/pkt
| Sulphosalicylic acid | Bottle
| Pregnancy test kit (sensitivity as low as 20mIU/ml hCG) | 50tests/pkt
| pH indicator paper (8-10.5pH) | 50 strips/pkt
| Ayre`s Spatula | 50/pkt
| Acetic acid glacial | 500ml
| Barium chloride | 500g
| Benedicts reagent | 500ml
| Ehrlichs aldehyde reagent | 100ml
| Fouchet reagent | 100ml
| Sulphur powder | 500g
| Ammonium sulphate | 500g
| Slide mailer (5 Slides) | Piece
| Coplin Jar | Piece
| Urinary strip 10 parameters | 100 strips/vial
| Liquid ammonium solution | 500ml
| Hydrogen peroxide | 500ml/pack
| Urinary strip 2 parameters (albumin and sugar) | 100 strips/vial
| Sodium nitroprusside | 100g
General Lab (Glass / Plastic Wares) | Flask conical, glass (2000ml) with screw cap | Piece
| Cylinder - graduated, glass (500ml) | Piece
| Cylinder - graduated, plastic (100ml) | Piece
| Flask conical (500ml) with screw cap | Piece
| Flask conical, glass (1000ml) with screw cap | Piece
| Flask conical, glass (3000ml) | Piece
| Beaker, (glass, squat form, 2000ml, can be used continuously at 100&#730;C with spout and graduations) | Piece
| Capillary Tube, non-heparinized, hematocrit (75mm length) | Piece
| Pipettes, Pasteur, maximum bulb capacity 3.5ml | Piece
| Flask conical, glass (250ml) with screw cap | Piece
| Test tube without rim, glass (12x100mm) | Piece
| Test tube without rim, glass (12x75mm) | Piece
| Bottle-Reagent (glass capacity 250ml) | Piece
| Bottle-Reagent (glass capacity 500ml) | Piece
| Bottle-Wash, narrow neck 20 - 30mm , capacity 500ml. High chemical resistance and contamination free despensing | Piece
| Bottle-aspirator polypropylene. 25 litres, PP tap and screw closure. Wide shoulder for easy carrying and pouring. Supplied with tap closure and leakproof. | Piece
| Cylinder - graduated, glass (1000ml) | Piece
| Cylinder - graduated, glass (100ml) | Piece
| Cylinder - graduated, plastic (1000ml) | Piece
| Flask Volumetric, glass 100ml | Piece
| Flask Volumetric, glass 50ml | Piece
| Tubes, Centrifuge, conical. 15ml tubes with cap, graduated in 0.5mL subdivisions from 2 to 14.5mL, 17x119mm polypropylene. | Piece
| Spirit lamp, brass | Piece
| Cover glass 22mmx22mm | 10gm/Packet
| Flask Volumetric, glass 1000ml | Piece
| Flask Volumetric, glass 500ml | Piece
| Test tube without rim, glass (10x75mm) | Piece
| Test tube without rim, glass (15x125mm) | Piece
| Test tube with rim, glass (15x150mm) | Piece
| Test tube holder brass | Piece
| Volumetric Glass pipette 10ml, calibrated for delivery | Piece
| Volumetric Glass pipette 1ml, calibrated for delivery | Piece
| Volumetric Glass pipette 2ml, calibrated for delivery | Piece
| Volumetric Glass pipette 5ml, calibrated for delivery | Piece
| Brushes, test tube. Head diameter: 11mm. For tubes diameter: 10 to 13mm | Piece
| Parafilm, roll (width 2 inches x length 250 ft) | Piece
| Basket, polished stainless steel for test tube: Dimensions (wxdxh),mm. 150x150x150 | Piece
| Basket, polished stainless steel, test tube: Dimensions (wxdxh), mm. 200x200x200 | Piece
| Basket, polypropylene, test tube, draining: Dimensions (wxdxh),mm. 400x300x100 | Piece
| Test tube rack, polypropylene. Hole dia: 13mm. Nos. of hole: 72. Array: 6x12. Height: 57mm. | Piece
| Test tube rack, polypropylene. Hole dia: 16mm. Nos. of hole: 60. Array: 5x12. Height: 70mm. | Piece
| Pipettor Stand: Holds 5 to 7 pipettors, fits most brands | Piece
| Diamond pen | Piece
| Blood Tourniquet. Highly flexible, one hand operation with quick and secure release buckle. | Piece
| Sample carrying tray with handle, autoclavable Polypropylene Tray to carry reagents or laboratory apparatus from one place to another, single handedly. | Piece
| Cylinder - graduated, plastic (500ml) | Piece
| Brushes, test tube. Head diameter: 29mm. For tubes diameter: 16 to 25mm | Piece
| Pipettor tips, volume 1000 -5000 uL, optimal tightness fitting | 500/pkt
| Pipettor tips, volume 200 -1000 uL, optimal tightness fitting | 1000/pkt
| Pipettor tips, volume 50-200 uL, optimal tightness fitting | 1000/pkt
| Pipettor tips, volume 5 -50 uL, optimal tightness fitting | 1000/pkt
| Paper, lens cleaning tissue, high quality lens cleaning tissues, 80mmx100mm | 50sheet/pkt
| Filter paper, qualitative: diameter 110mm, provides fine retention and slow flow rate, suitable for general filtration of many types of samples. | 100/pkt
| Microscope slide, dimension 76mmx26mm, thickness 1 - 1.2mm, made from extra white glass with finely ground edges.Ready to use | 50/Pkt
| Capillary Tube, Heparinized, hematocrit (75mm length) | Piece
| Filter paper sheet 46cmx57cm. provides fine retention and slow flow rate, suitable for general filtration of many types of samples. | 500/pkt
| Capillary sealing compound (Haematrocrit tube): Sealing compound provides perfect seal. Capillary Tubes are put into the sealing compound with a twesting motion. | 10 trays/Pkt
| Beaker, (polypropylene-transparent, squat form, 1000ml, can be used continuously at 100&#730;C with spout and graduations) | Piece
| Tubes, Centrifuge, conical. 50ml tubes with cap, graduated in 0.5mL subdivisions from 2 to 49.5mL, 30x119mm polypropylene. | Piece
| Microscope slide, single frost, thickness 1 - 1.2mm. Dimensions: 75x25mm. The raised opaque coating can easily be marked with a pencil or ink, resistant to every commonly used solvent and it prevents the slides from adhering and becoming scratched. Ready to use | 50/Pkt
| Blotting paper (Highly absorbent) effectively absorbs liquids including testing or diagnostic test kits, spill control and clean up of toxic and non-toxic sustances. Minimum dimension of 12 inches width x 5 metres length and thickness 0.21mm | Rolls
| Digital count down timer.2 count down timers each for up to 23hr 59min 59sec. 12/24hr clock. Extra loud alarm. Bench top standing or wall mounted. Memory function. Powered by AAA battery (supplied) | Piece
| Cover glass 22mmx50mm | 10gm/Packet
Haematology | CD5-FITC | Piece
| CD45PCP | Piece
| Sample cup, 2mL | 500/Pkt
| Thromboplastin, Haemostat, Liquid | 6 x 2mL
| Flow cytometry analyser, Automated: 3 lasers and 8 colour fluorescence channel; Sample loader with minimum 30 tubes; Automated vortexing of tubes and plates; Automated sample tracking; Sample carryover ≤ 0.1%; Automatic updating of PMT voltage; Compensation valid for at least 1 month; Air-cooled 488nm, 15mw laser 10 x 90µ light beam; Detector range: 300-800nm; Flow-cell size: 250 x 250µ BioSense; Max analysis rate: >3300 cells/sec; Min. cell size: <0.5; Maximum acquisition rate: 35,000 events/sec; Colour dot density; Contour, isometric, tomogram, overlay, legend and projection plots; PRISM displays; Colour precedence or colour-blend gating; Automatic Boolean logic gate creation; 32 gates/file, real-time statistics; Intel Pentium processor and 4 network transporters for digital signal processing; Signal-intensity display, biohazard-safe triple-fluid (sheath/cleanse/waste) system with automated functions and variable flow rate; Auto setup; Software with acquisition, list mode, multigraph, reports and utilities; Analyser should have atleast one RS232 or network port;Ethernet adaptor compatible with that computer bidirectional interface to LIS /HIS; External printer for patient results and QC reports, LIS compatible;Operational Environmental conditions: Temperature (+5 to +40) deg celcius ,Relative Humidity ( 4 to < 90)%, Altitude ( 200 to 3000 ) mtrs, Atmospheric Pressure (500 to 800) mmHg ; Power Supply : 230V ± 6% , 50 Hz ± 1 % ; Power cord with 3 round pin top; Single phase 2 KVA Online UPS with atleast 6 Nos of 12V 9Ah batteries with Output voltage 230 +/- 6% , 50 Hz, noise<50dBA, Efficiency minimum 85%; Accessories: Start up kits during the installation; List of spare parts and consumables; one desktop set with OS Windows 10 or above.• LIS interfacing for complete analyzer system should be done by the company or bear the expenses incurred such as the cost of the handler and installation if the company is not able to carry out the same. (Standardised Brands: BD Biosciences "or equivalent or higher") | Set
| Control plasma, Haemostat, Abnormal | 6 x 1mL
| Wright's stain solution | 500ml
| CD34-PE | Piece
| Haemocytometer with improved Neubauer rulings counting chamber | 1/Pkt
| CD33-FITC | Piece
| Lambda PE | Piece
| Eight check, 3WP, Low, Normal and High Control | 2mL
| Flow solution, BD FACS | 20L
| Kapa FITC | Piece
| CD7-FITC | Piece
| Hu CD 19PerCP | 100/pkt
| Stromatolyzer, WH | 500mL
| Transflux | 5L
| MSIg GI PE | Piece
| Haematology analyser, 3-Part, Automated: 18 parameter minimally; Differential counts: WBC, Lymp%, Lymp#, Mon%, Mon#, NEU%, NEU#, Gr#, RBC, Hb, MCV, Hct, MCH, MCHC, PLT, RDW-CV, RDW-SD, PDW, MPV, uRBC%, MacroRBC%, Pct, P-LCR, PDW, Mode, Median, uTHR%, Macro THR%; Sample Volume: =20 μL; Sample Memory: 50-200 results with histogram; In-built printer, Barcode reader, and External keyboard and QC soft wares for 3 controls; Throughput: minimum 40-60 samples/hour; Control Standby mode.LIS/HIS connection should be there; Accuracy requirements: WBC mean +/-0.2 x 103/ μL; RBC mean +/-0.04 x 106/ μL; PLT mean +/-10 x 103/ μL; Carry over requirements: WBC < 3%; RBC< 1.6%; HGB < 1.8%; PLT < 5%; Precision requirements WBC: =3.5%; RBC =2.0%; PLT =6.0%; Linearity requirements WBC 0 - 100 x 103/ μL; RBC: 0 - 7 x 106/ μL; HGB: 0.1 - 25.0g/dL; HCT: 10 - 67 %; PLT: 0 - 999 x 103/ μL; Power supply: 220 - 240V, 50Hz; Power cord with round 3 pin top and suitable UPS must be provided | Set
| Thermal printer paper (3 x 57mm x 15m) | 3/Pkt
| Isoflux | 20L
| FACS clean | 5L
| MsIg GI FITC | Piece
| Cleaning solution | 250mL
| 102 Control Diff Low Normal and High Control | 4mL
| cCD3PE | Piece
| cCD79a PE | Piece
| CD117-PE | Piece
Ci-Trol 2
| Tube, Polystyrene, Round bottom 5mL | Piece
| Haemoglobin colour scale: Colour scale range: 4 - 14g/dL; With colour scale and test strips (WHO prequalified) | 50 test/pkt
| Clot Filter | 2/Pkt
| TDT- FITC | Piece
| Thiazole orange | Piece
| Haematology analyser, Automated, High-end: Differential type: 5-part; 21 parameter minimally; Differential counts: WBC, RBC, HGB, HCT, MCV, MCH, MCHC, PLT, NEU%, LYMPH%, MONO%, EO%, BASO%, NRBC%, NEUT#, LYMPH#, MONO#, EO#, BASO#, NRBC#, RDW-SD, RDW-CV, MPV, P-LCR*, PDW*, PCT*, micro RBX%, macro RBC%, Mode Median, micro THR%, Macro THR%; Able to measure micro and macro platelets and RBC; Sample volume: ≤20µL; Sample memory: 100 - 240 results with histogram; barcode reader; External keyboard and QC software for 3 control ; Throughput: Minimal 60-80 samples/hour; Auto standby mode; Program upgradable by CD/USB and results backup on USB; Digital blood banks with programmable min/max ranges on all banks; Operating system compatible with LIS; Cap piercing facilities for infants blood samples; Accuracy requirements: WBC mean ±0.2 x 103/µL; RBC mean ±0.04 x 106/µL; PLT mean ±10 x 103/µL; Carry over requirements: WBC: < 3%; RBC: < 1.6%; HGB: < 1.8%; PLT: < 5%; Precision requirements: WBC: ≤3.5%; RBC: ≤2.0%; PLT: ≤6.0%; Linearity requirements: WBC: 0-100 x 103/µL; RBC: 0-7 x 106/µL; HGB: 0.1-25.0g/dL; HCT: 10-67 %; PLT: 0-999 x 103/µL; Analyser should have atleast one RS232 or network port;Ethernet adaptor compatible with that computer bidirectional interface to LIS /HIS; Inbuilt printer or External printer for patient results and QC reports, LIS compatible;Operational Environmental conditions: Temperature (+5 to +40) deg celcius ,Relative Humidity ( 4 to < 90)%, Altitude ( 200 to 3000 ) mtrs, Atmospheric Pressure (500 to 800) mmHg ; Power Supply : 230V ± 6% , 50 Hz ± 1 % ; Power cord with 3 round pin top; Single phase 2 KVA Online UPS with atleast 6 Nos of 12V 9Ah batteries with Output voltage 230 +/- 6% , 50 Hz, noise<50dBA, Efficiency minimum 85%; Accessories: Adapters for different sample tube sizes; Start up kits during the installation; List of spare parts and consumables; one desktop set with OS Windows 10 or above.• LIS interfacing for complete analyzer system should be done by the company or bear the expenses incurred such as the cost of the handler and installation if the company is not able to carry out the same.(Standardised Brands: Sysmex or equivalent or higher) | Set
| Lysing solution, BD FACS | 50mL
| Pharmlyse solution (10x), BD | 100mL
| MPO-FITC | Piece
| CD19-PE | Piece
| CD200-PE | Piece
| CD10-FITC | Piece
| Cuvettes and stirrer for Coastat model | 100/pkt
| Haemostat aPTT-EL along with CaCl2 (0.02mol/L) | 6 x 4mL
| Haemostat calibrator | 4 x 1mL
| DLC counter, Portable 5 part counter with 8 keys | Packet
| Differential white blood cell count recorder, Digital: Powered Electronic differential counter Light weight and compact for easy transportation; Button to count all the important leukocytes, erythroid and megakaryocytic series; Short sound after every stroke of key and when the totalizer records to 100, 200, 300, etc.; The percentage of each type of cell should be read directly from the window above each key; Function of CLEAR; Function of correction; Function of LOCK; Operational Environmental conditions: Temperature (+5 to +40) deg celcius, Relative Humidity ( 4 to < 90)%, Altitude ( 200 to 3000 ) mtrs, Atmospheric Pressure (500 to 800) mmHg ; Power Supply : 230V ± 6% , 50 Hz ± 1 % ; Power cord with 3 round pin top; noise:<50dBA; Efficiency;minimum 85% | Set
| Thermal printer paper 50*30 m | Roll
| Erythrocyte sedimentation rate (ESR) Analyser, Automated: Measures ESR according to Westergren method; Works with EDTA blood; Built-in barcode reader; Sample volume: minimum 1.3mL whole blood; Analysis time:≥20 samples/30 minutes; Operating system compatible with LIS; Analyser should have atleast one RS232 or network port. Ethernet adaptor compatible with host computer and analyzer for bidirectional interface to LIS /HIS; Interfacing for the analyzer; Inbuilt printer or External printer for patient results and QC reports,Operational Environmental conditions: Temperature (+5 to +40) deg celcius , Relative Humidity ( 4 to < 90)%, Altitude ( 200 to 3000 ) mtrs, Atmospheric Pressure (500 to 800) mmHg ; Power Supply : 230V ± 6% , 50 Hz ± 1 % ; Power cord with 3 round pin top; Compatible single phase Online UPS with atleast 6 Nos of 12V 9Ah batteries; Output voltage: 230 +/- 6% , 50 Hz; noise:<50dBA; Efficiency;minimum 85%. | Set
| CD 15 APC | Piece
| CD 71 (FITC) | Piece
| CD 103 | Piece
| Methanol | 500mL
| Anexin A1 | Piece
| FMC7 | Piece
| CD4-PE | Piece
| Cleaner | 15 mL
| CD138-FITC | Piece
| Haemostat thromboplastin-SI | 6 x 10mL
| Sample cup, 4mL | 500/Pkt
| Haematology analyser, Automated, Low-end: Differential type: 5-part; Parameters: Differential counts: WBC, RBC, HGB, HCT, MCV, MCH, MCHC, PLT, NEU%, LYMPH%, MONO%, EO%, BASO%, NRBC%, NEUT#, LYMPH#, MONO#, EO#, BASO#, NRBC#, RDW-SD, RDW-CV, MPV, PDW*, Sample volume: ≤20µL; Sample memory: 100 - 240 results with histogram; External keyboard and QC softwares for 3 control; Throughput: minimal 60-80 samples/hour; Auto standby mode;Program upgradable by CD/USB and results backup on USB; Digital blood banks with programmable min/max ranges on all banks; Operating system compatible with LIS; Cap piercing facilities; Accuracy requirements: WBC mean ±0.2 x 103/µL; RBC mean ±0.04 x 106/µL; PLT mean ±10 x 103/µL; Carry over requirements: WBC: < 3%; RBC: < 1.6%; HGB: < 1.8%; PLT: < 5%; Precision requirements: WBC: ≤3.5%; RBC: ≤2.0%; PLT: ≤6.0%; Linearity requirements: WBC: 0-100 x 103/µL; RBC: 0-7 x 106/µL; HGB: 0.1-25.0g/dL; HCT: 10-67 %; PLT: 0-999 x 103/µL; Analyser should have atleast one RS232 or network port;Ethernet adaptor compatible with that computer bidirectional interface to LIS /HIS; Inbuilt printer or External printer for patient results and QC reports, LIS compatible;Operational Environmental conditions: Temperature (+5 to +40) deg celcius ,Relative Humidity ( 4 to < 90)%, Altitude ( 200 to 3000 ) mtrs, Atmospheric Pressure (500 to 800) mmHg ; Power Supply : 230V ± 6% , 50 Hz ± 1 % ; Power cord with 3 round pin top; Single phase 2 KVA Online UPS with atleast 6 Nos of 12V 9Ah batteries with Output voltage 230 +/- 6% , 50 Hz, noise<50dBA, Efficiency minimum 85%; Accessories: Adapters for different sample tube sizes; Start up kits during the installation; List of spare parts and consumables; one desktop set with OS Windows 10 or above.• LIS interfacing for complete analyzer system should be done by the company or bear the expenses incurred such as the cost of the handler and installation if the company is not able to carry out the same.(Standardised Brands: Sysmex "or equivalent or higher") | Set
| CD 38 AF750 | Piece
| CD 61 FITC | Piece
| CD 64 PE Cy7 | Piece
| CD 235a APC | Piece
| Polystyrene Round - Bottom Tubes 5ml(BD FALCON) | Packet
| Erba LA control, High | 6 x 1mL
| Erba standard plasma | 5 x 1mL
| Factor IX | 8 x 1mL
| Factor VII | 3 x 1mL
| Factor VIII | 8 x 1mL
| Vacutainer tube, Plastic, Buffered sodium citrate 0.109M (3.2%), 1 - 2mL, 13 x 75mm (Infant) | 100/pkt
| Wright’s stain solution | 500ml
| Vacutainer tube, Sodium/Lithium heparin, no gel, 2-3mL 13 x 75mm | 100/pkt
| Fibrinogen | 5 x 2mL
| LA1 | 10 x 2mL
| Micro-vacuette tube for blood collection, EDTA, 500 - 1000µL (Plastic) | 100/pkt
| Micro-vacuette tube for blood collection, Sodium Citrate, 500 - 1000µL (Plastic) | 100/pkt
| Antithrombin III | 3 x 2mL
| Buffer, Owens veronal | 6 x 25mL
| D-Dimer calibrator | 1 x 1mL
| D-dimer control N | 5 x 1mL
| D-Dimer control P | 5 x 1mL
| D-Dimer R (recombinent) | 1 x 4mL
| Factor II | 3 x 1mL
| Factor X | 3 x 1mL
| Factor XI | 3 x 1mL
| Factor V | 8 x 1mL
| Factor XII | 3 x 1mL
| LA2 | 10 x 1mL
| Protein C | 2 x 2mL
| Protein S | 2 x 1mL
| Phosphate buffer, pH 7 | 100mL
| Plasma calibrator, Standard | 5 x 1mL
| Glass cuvette, Square 10 x 10 x 45 mm for haemoglobinmeter | Piece
| Vacutainer tube coated with K2 EDTA, 2 - 3mL, 13 x 75mm (Adult) | 100/pkt
| Thermal printer paper 50*30 m | Roll
| Acti-diff for MS4e Blood cell counter | 1.2L
| Eight check, 3WP, Low, Normal and High Control | 2mL
| Washing solution | 5 x 15mL
| APTT determination reagent | 10 x 4mL
| CaCl2 0.02mol/L | 10 x 15mL
| Control plasma, Abnormal/high/low | 10 x 1mL
| Cell clean | 50mL
| Stromatolyzer, WH | 500mL
| Cell pack | 20L
| Cell clean | 50mL
| Stirrer bar, Teflon | 10/pkt
| Drakin solution for Hb estimation | 5L
| Erythrocyte sedimentation rate (ESR) Analyser, Automated: Measures ESR according to Westergren method; Works with EDTA blood; Built-in barcode reader; Sample volume: minimum 1.3mL whole blood; Analysis time: <20 samples/30 minutes; RS232 LIS/HIS connectivity port and an option to connect to LIS/HIS; Interfacing for the analyzer; Power Supply : 230V ± 6% , 50 Hz ± 1 % ; Power cord with 3 round pin top; Single phase 1 KVA Online UPS with Output voltage 230 +/- 6% , 50 Hz, noise<50dBA, Efficiency minimum 85% | Set
| Control plasma (Normal) for coagulation study | 10 x 1mL
| Eo-Diff | 5L
| CD38-PCP | Piece
| Reagents for Elite H580 Hematology Analyzer | Heading
| Elite 580 Diluents | 20L
| Cacl2 (0.02mol/L) | 10 x 15mL
| Cuvette Rings 6 x 10 x 32 | 1920tests/pkt
| Washing Solution | 5 x 15mL
| Reagent Vials 5 ml with Caps | 50 pcs/pkt
| Teflon Stirrer Bar | 10 pcs/pkt
| Hemostat aPTT-EL | 6 x 4mL
| Hemostat Calibrator | 4 x 1mL
| Hemostat Control Plasma Abnormal | 6 x 1mL
| Hemostat Control Plasma Normal | 6 x 1mL
| Hemostat Fibrinogen | 5 x 2mL
| Hemostat Thromboplastin-SI | 6 x 10mL
| Hemoref | 250mL
| Differential white blood cell count recorder, Digital: Powered Electronic differential counter Light weight and compact for easy transportation; Button to count all the important leukocytes, erythroid and megakaryocytic series; Short sound after every stroke of key and when the totalizer records to 100, 200, 300, etc.; The percentage of each type of cell should be read directly from the window above each key; Function of CLEAR; Function of correction; Function of LOCK; Power supply 220V- 240V, 50Hz; Power cord with 3 plug pinrythroid and megakaryocytic series; Short sound after every stroke of key and when the totalizer records to 100, 200, 300, etc; The percentage of each type of cell should be read directly from the window above each key; Function of CLEAR; Function of correction; Function of LOCK; Power supply AC 220V- 240V, 50Hz; Power cord with 3 plug pin | Set
| Acti-diff for MS95s | 1.2L
| Act-idiff for MS4Se Blood cell counter | 1.2L
| Rapid test kit, Malaria: WHO prequalified; Vivax and falciparum specific antigen and pan malaria antigen; Storeable at room temperature; False positive rate at <10%, Invalid rate <5% | 50/pkt
| PT determination reagent | 10 x 2mL
Thromborel(14x4)
| Vacutainer tube coated with K2 EDTA, 1 - 2 mL, 13 x 75mm (Infant) | 100/pkt
Actin Fs(10x12)
| Elite 580 lyse1 | 500ml/bottle
| Elite 580 lyse2 | 500ml/bottle
| Elite 580 lyse3 | 1000ml/bottle
| Elite 580 h clean | 50ml/bottle
Consumables and reagents for coagulation analyzer ( Humaclot Pro)
Consumables and reagents for coagulation analyzer (Hemostar XF and COAstat -1 )
| Cuvette ring, 6 x 10 x 32 | 1920/pkt
| Reticulocyte stain solution (Ready made solution) | 100mL
Consumables (Haematology)
| ESR vials with cap | 100/pkt
| Haemostat fibrinogen | 5 x 2mL
Consumables and Reagents for Haematology Analyser, 3-Part (MS4-3)
Consumables for flow cytometry
Consumables for MS analyzers
Consumables for Sysmex Kx 21 Analyzer
| Control (6 WBC, 6 RBC, 6 PLT, 6 Low Range) | 24 x 3mL
| High performance liquid chromatography (HPLC) analyser, Automated: For haemoglobinopathy diagnosis; Diagnose all major (clinically and prevalence) haemoglobinopathies and clinically significant minor (prevalence) haemoglobinopathies with required precision and accuracy; Analyser should be able to sub-classify the haemoglobinopathy variants; Provision for inbuilt QC system, minimal sample usage (<5μL) with a provision to handle paediatric sample drawn in micro-tubes, STAT option, operate in RT, preferably open system, throughput less than 1.5 minutes/sample; Internal barcode reader; HPLC software pre-installed; Software upgradation available, software control for: HPLC pump and gradient control; Binary or quaternary gradient control; Flow gradient programmable; Non-linear gradients supported; Compressibility correction of mobile phase(s); Internal or External printer for patient results and QC reports, LIS compatible; Operational Environmental conditions: Temperature (+5 to +40) deg celcius ,Relative Humidity ( 4 to < 90)%, Altitude ( 200 to 3000 ) mtrs, Atmospheric Pressure (500 to 800) mmHg ; Power Supply : 230V ± 6% , 50 Hz ± 1 % ; Power cord with 3 round pin top; Single phase 2 KVA Online UPS with atleast 6 Nos of 12V 9Ah batteries with Output voltage 230 +/- 6% , 50 Hz, noise<50dBA, Efficiency minimum 85%; Accessories: Complete start up kits during the installation; List of spare parts and consumables; one desktop set with OS Windows 10 or above. Analyser should have atleast one RS232 or network port; Ethernet adaptor compatible with the host computer and analyzer for bidirectional interface to LIS /HIS; • LIS interfacing for complete analyzer system should be done by the company or bear the expenses incurred such as the cost of the handler and installation if the company is not able to carry out the same. | Set
| Erythrocyte sedimentation rate (ESR) Analyser, Automated: Measures ESR according to Westergren method; Works with EDTA blood; Built-in barcode reader; Sample volume: minimum 1.3mL whole blood; Analysis time:≥20 samples/30 minutes; Operating system compatible with LIS; Analyser should have atleast one RS232 or network port. Ethernet adaptor compatible with host computer and analyzer for bidirectional interface to LIS /HIS; Interfacing for the analyzer, LIS interfacing for complete analyzer system should be done by the company or bear the expenses incurred such as the cost of the handler and installation if the company is not able to carry out the same; Inbuilt printer or External printer for patient results and QC reports,Operational Environmental conditions: Temperature (+5 to +40) deg celcius , Relative Humidity ( 4 to < 90)%, Altitude ( 200 to 3000 ) mtrs, Atmospheric Pressure (500 to 800) mmHg ; Power Supply : 230V ± 6% , 50 Hz ± 1 % ; Power cord with 3 round pin top; Compatible single phase Online UPS with batteries; Output voltage: 230 +/- 6% , 50 Hz; noise:<50dBA; Efficiency;minimum 85%. | Set
| Bcl2 | Piece
Consumables for Sysmex XP-100 Analyzer
| CD 41 PE | Piece
| CD 59 (PE) | Piece
| FLAER (Alexa 488) | Piece
| CD 42 | Piece
| CD 71 FITC | Piece
Consumables and Reagents for Haematology Analyser 5-Part (MS95s)
| CD 16 FITC | Piece
| CD 25 APC | Piece
| CD 157 (PE) | Set
| HLDAR | Piece
| Isoflux for MS4Se Blood cell counter | Litre
| Transflux for MS4Se Blood cell counter | Litre
| Tube with cell strainer cap, 35µm nylon mesh, 12 x 75mm | 25/Pkt
| CD 14 FITC | Piece
| EDTA dipotassium salt | 50g
| Xn Cal | 3mL
| Potassium dihydrogen phosphate | 500g
| Anti - SMA (Smooth Muscle Actin) 1A4, Ready to use | 6mL
| Cell pack | 20L
| Cell clean | 50mL
| Xn-L Check L1 | 3mL
| Consumables and reagents for Haematology Analyser 5- part (Sysmex XN 330) | Heading
| Cellpack DCL | 20L
| Fluorocell WDF | 42mL
| Lysercell WDF | 5L
| Sulfolyser | 500mL
| Xn-L Check L2 | 3mL
| Xn-L Check L3 | 3mL
| Cuvettes and stirrer for Haemostar model | 100/pkt
| Coagulation analyser, Semi-Automated: Parameters: Prothrombin time (PT, INR), Activated partial thromboplastin time (APTT), Fibrinogen (FIB), Thrombin time (TT). Detection range: 50-450mg/dL; Advanced photo electronic-double magnetic testing; In-built printer; Open system for reagents; results memory <1000 capacity; No interference from abnormal samples (optical dense samples such as lipemic or icteric); Repeatability (CV%) <3%; Sufficient incubation stations for reagents and samples; Inbuilt timer for incubation, temperature control and auto-start and timing of measuring process.; Analyser should have atleast one RS232 or network port; Inbuilt printer or External printer for patient results and QC reports, LIS compatible;Operational Environmental conditions: Temperature (+5 to +40) deg celcius ,Relative Humidity ( 4 to < 90)%, Altitude ( 200 to 3000 ) mtrs, Atmospheric Pressure (500 to 800) mmHg ; Power Supply : 230V ± 6% , 50 Hz ± 1 % ; Power cord with 3 round pin top; 1 KVA Voltage stabilizer, Output voltage 230 +/- 6% , 50 Hz, noise<50dBA, Efficiency minimum 85%; Accessories: Start up kits during the installation; List of spare parts and consumables (Standardised Brands: Robonik, Tulip Diagnostic or equivalent or higher ) | Set
| Haematology analyser, Automated, High-end: Differential type: 5-part; 21 parameter minimally; Differential counts: WBC, RBC, HGB, HCT, MCV, MCH, MCHC, PLT, NEU%, LYMPH%, MONO%, EO%, BASO%, NRBC%, NEUT#, LYMPH#, MONO#, EO#, BASO#, NRBC#, RDW-SD, RDW-CV, MPV, P-LCR*, PDW*, PCT*, micro RBC%, macro RBC%, Mode Median, micro THR%, Macro THR%; Able to measure micro and macro platelets and RBC; Sample volume: ≤20µL; Sample memory: 100 - 240 results with histogram; barcode reader; External keyboard and QC software for 3 control ; Throughput: Minimal 60-80 samples/hour; Auto standby mode; Program upgradable by CD/USB and results backup on USB; Digital blood banks with programmable min/max ranges on all banks; Cap piercing facilities for infants blood samples; Accuracy requirements: WBC mean ±0.2 x 103/µL; RBC mean ±0.04 x 106/µL; PLT mean ±10 x 103/µL; Carry over requirements: WBC: < 3%; RBC: < 1.6%; HGB: < 1.8%; PLT: < 5%; Precision requirements: WBC: ≤3.5%; RBC: ≤2.0%; PLT: ≤6.0%; Linearity requirements: WBC: 0-100 x 103/µL; RBC: 0-7 x 106/µL; HGB: 0.1-25.0g/dL; HCT: 10-67 %; PLT: 0-999 x 103/µL; Inbuilt printer or External printer for patient results and QC reports, LIS compatible;Operational Environmental conditions: Temperature (+5 to +40) deg celcius, Relative Humidity ( 4 to < 90)%, Altitude ( 200 to 3000 ) mtrs, Atmospheric Pressure (500 to 800) mmHg ; Power Supply : 230V ± 6% , 50 Hz ± 1 % ; Power cord with 3 round pin top; Single phase 2 KVA Online UPS with atleast 6 Nos of 12V 9Ah batteries with Output voltage 230V ± 6% , 50 Hz ± 1 % ; Power cord with 3 round pin top, noise<50dBA, Efficiency minimum 85%; Accessories: Adapters for different sample tube sizes; Complete start up kits(All QC levels, calibrator, set of reagent, and other necessary consumables, etc.) during the installation; List of spare parts and consumables; Analyser should have atleast one RS232 or network port; one desktop set with OS Windows 10 or above.•Operating system compatible with LIS; Ethernet adaptor compatible with that computer for bidirectional interface to LIS /HIS; LIS interfacing for complete analyzer system should be done by the company or bear the expenses incurred such as the cost of the handler and installation if the company is not able to carry out the same.(Standardised Brands: Sysmex or equivalent or higher) | Set
| Potassium ferrocyanide | 100g
| Sample Cups 2 ml | 1 x 500 pcs
| Sample Cups 4 ml | 2 x 250 pcs
| MPO-FITC | Piece
| FACS Clean | 5L
| Vacutainer tube, Plastic, Buffered sodium citrate 0.109M (3.2%), 2 - 3mL, 13 x 75mm (Adult) | 100/Pkt
| Hemostat D-Dimer | 2 x 1mL
| Blood tube roller mixer: Speed: 5-60RPM; Roller sizer: approx. 340 x 30mm; 6 to 9 rollers; Adequate vertical bend to ensure homogenous mixing;Power Supply : 230V ± 6% , 50 Hz ± 1 % ; Power cord with round 3 pin top (Standardised Brands: Marienfeld, ERBA Mannheim or equivalent or higher) | Set
Ci-Trol 1
| Platelet aggregation analyser, Automated: High through put at least 30 test/hour; Minimal sample usage (<300µL) with a provision to handle paediatric sample drawn in microtubes; Provision for inbuilt QC system; STAT option; Operate in RT preferably open system; Inbuilt time for incubation; Internal barcode reader and printer; Software upgradation; Analyser should have atleast one RS232 or network port;Ethernet adaptor compatible with that computer bidirectional interface to LIS /HIS; Internal or External printer for patient results and QC reports, LIS compatible;Operational Environmental conditions: Temperature (+5 to +40) deg celcius ,Relative Humidity ( 4 to < 90)%, Altitude ( 200 to 3000 ) mtrs, Atmospheric Pressure (500 to 800) mmHg ; Power Supply : 230V ± 6% , 50 Hz ± 1 % ; Power cord with 3 round pin top; Single phase 2 KVA Online UPS with atleast 6 Nos of 12V 9Ah batteries with Output voltage 230 +/- 6% , 50 Hz, noise<50dBA, Efficiency minimum 85%; Accessories: Start up kits during the installation; List of spare parts and consumables; one desktop set with OS Windows 10 or above.• LIS interfacing for complete analyzer system should be done by the company or bear the expenses incurred such as the cost of the handler and installation if the company is not able to carry out the same. | Set
| Coagulation analyzer, Automated: Parameters: Prothrombin time (PT, PTR, INR), Activated partial thromboplastin time (APTT), Fibrinogen (FIB), Thrombin time (TT), Protein C, Protein S, ATIII; Coagulation factors: Extrinsic factors ( II, V, VII, X), Intrinsic factors (VIII, IX, XI, XII); Detection range: 50-450mg/dL; Advanced photo electronic-double magnetic testing; Truly random access with provision to test STAT samples; routine throughtput of atleast 50 tests/hour with onboard sample capacity of 20 position or more; Open system for reagents; <1000 results memory capacity; No interference from abnormal samples (optical dense samples such as lipemic or icteric); Repeatability (CV%) <3%; Sufficient incubation stations for reagents and samples; Testing time: 3-999 seconds; Inbuilt time for incubation;Operating system compatible with LIS; Analyser should have atleast one RS232 or network port; Ethernet adaptor compatible with host computer and analyzer for bidirectional interface to LIS /HIS; Interfacing for the analyzer, LIS interfacing for complete analyzer system should be done by the company or bear the expenses incurred such as the cost of the handler and installation if the company is not able to carry out the same; Inbuilt printer or External printer for patient results and QC reports;Complete start-up kits( All QC levels, Calibrator, set of reagent, and other necessary consumables, etc.) during the installation; List of spare parts and consumables. Operational Environmental conditions: Temperature (+5 to +40) deg celcius ,Relative Humidity ( 4 to < 90)%, Altitude ( 200 to 3000 ) mtrs, Atmospheric Pressure (500 to 800) mmHg ; Power Supply : 230V ± 6% , 50 Hz ± 1 % ; Power cord with 3 round pin top; Single phase online UPS with atleast 6 Nos of 12V 9Ah batteries; Output voltage: 230 +/- 6% , 50 Hz; noise:<50dBA; Efficiency;minimum 85%. | Set
| Coagulation analyzer, Automated: Parameters: Prothrombin time (PT, PTR, INR), Activated partial thromboplastin time (APTT), Fibrinogen (FIB), Thrombin time (TT), Protein C, Protein S, ATIII; Coagulation factors: Extrinsic factors ( II, V, VII, X), Intrinsic factors (VIII, IX, XI, XII); Detection range: 50-450mg/dL; Advanced photo electronic-double magnetic testing; Open system for reagents; <1000 results memory capacity; No interference from abnormal samples (optical dense samples such as lipemic or icteric); Repeatability (CV%) <3%; Sufficient incubation stations for reagents and samples; Testing time: 3-999 seconds; Inbuilt time for incubation; Analyser should have atleast one RS232 or network port;Ethernet adaptor compatible with that computer bidirectional interface to LIS /HIS; Inbuilt printer or External printer for patient results and QC reports, LIS compatible;Operational Environmental conditions: Temperature (+5 to +40) deg celcius ,Relative Humidity ( 4 to < 90)%, Altitude ( 200 to 3000 ) mtrs, Atmospheric Pressure (500 to 800) mmHg ; Power Supply : 230V ± 6% , 50 Hz ± 1 % ; Power cord with 3 round pin top; Single phase 2 KVA Online UPS with atleast 6 Nos of 12V 9Ah batteries with Output voltage 230 +/- 6% , 50 Hz, noise<50dBA, Efficiency minimum 85%; Accessories: Start up kits during the installation; List of spare parts and consumables; one desktop set with OS Windows 10 or above.• LIS interfacing for complete analyzer system should be done by the company or bear the expenses incurred such as the cost of the handler and installation if the company is not able to carry out the same. | Set
| Sodium phosphate dibasic | 500g
| D10 Dual program recorder pack (400 HbA1c test or 200 HbA2/F/A1c test) | Kit
| Lyphochek hemoglobin A2 control, bilevel (2 each of 2 level) | Kit
| MS4Se/MS4e CBC analyzers 3- part diff | Piece
| Filter, Nylon mesh 30-40� | 50/pkt
Equipment
| Cleaner | 5 x 15mL
| Sodium metabisulphate | 50g
| Calibrite 3 beads, BD FACS | 4/Pkt
| CD13 PE | Piece
| Perm II (10x), BD | 25mL
| CD56-FITC | Piece
| CD8-FITC | Piece
| Thermal printer paper | Roll
| CD23-PE | Piece
| Cykappa-FITC | Piece
| Cylambda-PE | Piece
| Calibrator (6 WBC, 6 RBC, 6 PLT, 6 Low Range) | 24 x 3mL
| Haemostat D-Dimer | 2 x 1mL
| Stop watch | Piece
| Turks solution | 100mL
| CD20-PCP | Piece
| Hemoglobinometer: Measurement method: Cyanmethemoglobin; Display: 3-1/2 digit (LED); Wavelength 540nm; Measuring range: 0.0-30.0 (g/dL); 0-20.0 (mmol/L); Light source: Ultra-high brightness green LED; Photo detector: Silicon-photodiode; Minimum Sample volume: 1.0mL; Accuracy: ±1.0 %; Dilution ratio: 1: 251; Cuvette: Square glass cuvette 12.5 x 12.5 x 45 mm, outer size; Power supply 220-240V, 50Hz; Power cord with 3 round pin; Accessories 10.0 x 10.0 x 45mm square cuvette, 2 pcs; AC adapter | Set
| Water filter | 10/pkt
| Giemsa stain | 125mL
| Reagent vial, 5mL with cap | 50/pkt
| Alere TM Dil - 5P | 20L
| Consumables and Reagents for Haematology Analyser, 3 -part ( Alere H380) | Sub Heading
| Controls (High, Normal & Low) | 2 x 3mL
| Controls (High, Normal & Low) | 2 x 3mL
| Alere TM Dil - 3P | 20L
| Alere TM Clean | 1L
| Alere TM Lyse - Diff 3P | 1L
| Beta HCG | 100 tests/Pkt
| Beta HCG cal set | Packet
| AlereTM Lyse 5P | 5L
| AlereTM Diff 5P | 1L
| AlereTM Hypoclean (Emergency cleaner) | 100mL
| Consumables for Coagulation Analyzer (ECL 760, Erba Lachema Transasisa ) | Sub-heading
| Consumables and Reagents for Haematology Analyser, 5-Part (Alere H560) | Sub-Heading
| Actime | 6 x 5mL
| Calcium Chloride | 10 x 10mL
| Clean I | 50mL
| Erba Protime LS | 2 x 5mL
| Single Reaction Cuvettes SRC10 | 1000/Pkt
| Thrombin Reagent | 5 x 2mL
| Thrombin Time | 10 x 2mL
| Erba control N Plus | 10 x 1mL
| Cover slip 2 x 25mm 0.4mm thick for haemocytometer | 10/pkt
| Erba control P Plus | 10 x 1mL
| Single Reaction Cuvettes SRC10 for ECL 105, ECL 412 | 3000/Pkt
| Standard Plasma | 5 x 1mL
| Consumables for ESR Analyzer (Cube Touch 30, Diesse Italy) | Heading
| Abnormal ESR Control | 1 x 9mL
| Normal ESR Control | 1 x 9mL
| Perls stain solution - Ready made solution | 100mL
| ESR tube with stand and scale, Westergren | 5/pkt
| CaCl2 (0.02mol/L) for Coagulation Analyzer | 10 x 15mL
| Consumables for ESR analyser, Automated (Cube 30 touch) | Heading
| Next Transponder | 10000/Pkt
| G6PDH kit (Qualitative) | 20/pkt
| Potassium ferrocyanide | 500g
| CELL Pack DCL for Haematology Analyser 5- part (Sysmex XN 330) | 20L
| High performance liquid chromatography (HPLC) analyser, Automated: For haemoglobinopathy diagnosis; Diagnose all major (clinically and prevalence) haemoglobinopathies and clinically significant minor (prevalence) haemoglobinopathies with required precision and accuracy; Analyser should be able to sub-classify the haemoglobinopathy variants; Provision for inbuilt QC system, minimal sample usage (<5μL) with a provision to handle paediatric sample drawn in micro-tubes, STAT option, operate in RT, preferably open system, throughput less than 1.5 minutes/sample; Internal barcode reader, PC, RS232 LIS/HIS connectivity port; HPLC software pre-installed; Software upgradation available, software control for: HPLC pump and gradient control; Binary or quaternary gradient control; Flow gradient programmable; Non-linear gradients supported; Compressibility correction of mobile phase(s); Stabilizer and UPS; Power Supply AC 220 - 240V, 50Hz; Power cord with round 3 pin top | Set
| Safranin solution | 100mL
| ESR glass tube, Westergren | 10/Pkt
| Trisodium citrate 3.8% | 500g
| Micro-vacuette tube, Plastic for blood collection, EDTA, 500 - 1000µL | 100/pkt
| New methylene blue powder | 25gm
| Glass beads | 1kg
| Micro-vacuette tube, Plastic for blood collection, Sodium Citrate, 500 - 1000µL | 100/pkt
| May-grunwald Giemsa stain | 100mL
| Leishman Stain Powder | 25g
| Template for bleeding time, Infant: Sterile, Latex free; Depth: 0.5mm, Length: 3-4.0mm; Fully automated incision device for bleeding time determinations | 50/pkt
| Template for bleeding time, Adult: Sterile, Latex free, Depth: 1.0mm, Length: 5.0mm; Fully automated incision device for bleeding time determinations | 50/pkt
| Control plasma, Haemostat, Normal | 6 x 1mL
| Cell pack | 20L
| Stromatolyser- 4DL | 5L
| Stromatolyser- 4DS | 42mL
| Sulfolyser | 5L
| Cell Clean | 50mL
| Consumables and Reagents for Haematology Analyser - XS800i, Sysmex | Heading
Haematology (AUTOMATED ESR ANALYZER (VESMATIC 20)) | ESR vials with cap | 100/pkt
| Rapid Malaria Test kit (ICT) | 50/pkt
| Abnormal ESR control | 1 x 9mL
| ESR vacutte tube for Vesmatic 20, DIESSE | 2x100
| Normal ESR Control | 1 x 9mL
Haematology (COAGULATION ANALYZER (Hemostat and Costat) ) | APTT determination reagent COAGULATION ANALYZER (Hemostat and Costat) | 10 x 4mL
| Abnormal control plasma for coagulation study | 10 x 1mL
| Normal control plasma for coagulation study | 10 x 1mL
| Cuvettes and stirrer for- Costat model COAGULATION ANALYZER (Hemostat and Costat) | 100/pkt
| Cuvettes and stirrer for -HEMOSTAT model | 100/pkt
| PT determination reagent COAGULATION ANALYZER (Hemostat and Costat) | 10 x 2mL
| Cacl2 (0.02mol/L) COAGULATION ANALYZER (Hemostat and Costat) | 10 x 15mL
Haematology (Equipment) | AUTOMATED HAEMATOLOGY ANALYZER: 3-part diff,18 parameter minimally | Set
| Barcode reader (or barcode scanner): The barcode reader should be able to read all the barcode and transfer the laboratory datas( values, histogram and scatter gram) accurately and precisely. | Set
| HIGH PERFORMANCE LIQUID CHROMATOGRAPHY (HPLC) for hemoglobin typing- qualitative & quantitative: Injection range: Programmable from 0.1-1.0 &#956;L at 0.1 &#956;L increments, 1 &#956;L to 2.5 mL at 1 &#956;L increments. Precision: Typically < 0.5% RSD of peak areas from 3 &#956;L, linearity > 0.999. Sample syringe size: 50, 100, 250, 500, 1000, 2500 &#956;L. Carryover: < 0.02%. Flush volume: 0-2500 &#956;L. External contacts: Two, start and stop time. Method storage (battery backed): Up to 20 methods including time programming. Stored methods: Editing possible during runs. Injection cycle time 2-3 samples per minute. Valve materials: In contact with Rheodyne® 7725 for analytical  stainless steel, Vespel®, ceramic. PEEK with sample with Rheodyne 9725 for bio applications  PEEK, Tefzel®, ceramic. Display: 7-line by 40-character backlit liquid crystal display. Integrated: For derivatization and dilution options serial communications  standard BCD. Communications interface  standard 5 relay outputs; 2 timed events, 2 inject, 1 start Ambient conditions: 10-30 °C, relative humidity 20-80%. Peltier sample cooling: 4-60 °C, ±1 °C. Power supply: AC220V, 50/60Hz. Should be supplied with UPS | Set
| FULLY AUTOMATED COAGULATION ANALYZER Parameters: Prothrombin Time (PT, PTR, INR), Activated Partial Thromboplastin Time (APTT), Fibrinogen (FIB), Thrombin Time (TT), Protein C, Protein S, ATIII; Coagulation Factors: Extrinsic Factors ( II, V, VII, X), Intrinsic Factors (VIII, IX, XI, XII); Detection Range : 50 - 450 mg/dL; Advanced Photo electronic-Double magnetic Testing; Built - in printer, Open system for reagents, 200 results memory capacity, No interference from abnormal samples (optical dense samples such as lipemic or icteric), Repeatability (CV%) <3%; Sufficient incubation stations for reagents and samples, Testing time 3 to 999 seconds, Inbuilt time for incubation. Should have the option to connect to LIS/HIS. Power supply: AC 220V- 230V, 50HZ; RS232 LIS/HIS connectivity port is mandatory. | Set
| FULLY AUTOMATED ESR ANALYZER Features: Measures ESR according to Westergren Method. Works with EDTA blood. Built-in barcode reader. Sample volume: 1.3 ml whole blood. Analysis time: 30 minutes. The equipment should be complaince with infection control | Set
| FULLY AUTOMATED HAEMATOLOGY ANALYZER - 5 part-diff, 21 parameter minimall | Set
| FLOW CYTOMETRY for diagnosis of Haematological malignancies: At least 5-colored fluorescence, Air-cooled 488nm 15mw laser 10µ x 90µ light beam. Detector Range: 300nm-800nm. Flow-Cell Size: 250µ x 250µ BioSense. Max analysis rate: >3300 cells/sec. Min Cell Size, um: <0.5. Max analysis rate: >3300 cells/sec. Color dot density; contour, isometric, tomogram, overlay, legend and projection plots. PRISM displays; color precedence or color-blend gating; automatic Boolean logic gate creation; 32 gates per file, real-time statistics. Intel Pentium processor and 4 network transporters for digital signal processing. Signal-intensity display, biohazard-safe triple-fluid (sheath/cleanse/waste) system with automated functions and variable flow rate; auto setup; SYSTEM II software with acquisition, list mode, multigraph, reports and utilities. Features Fastest and Cell Tracker. | Set
| SWING ROLL MIXER: Speed - 0 to 60, Capacity - 50 to 100 tubes. The roller should have adequate vertical bend to ensure homogenous mixing. | Set
| ELECTRONIC DIFFERENTIAL COUNTER  Technical data. Light weight and compact for easy transportation. This counter should have button to count all the important leukocytes, erythroid and megakaryocytic series. There should be short sound coming after every stroke of key and when the totalizer records to 100, 200, 300, etc. a long sound buzzs. The percentage of each type of cell is should be read directly from the window above each key. Function of CLEAR should be present. Function of CORRECTION should be present  To correct the possible counting error. Function of LOCK should be present  To keep the counting results from being touched carelessly. | Set
Haematology (Flocytometry) | TDT- FITC | Piece
| Kapa FITC | Piece
| MSIg GI PE | Piece
| Hu CD 19PerCP | 100 tests
| MsIg GI FITC | Piece
| BD Pharmlyse solution (10x) | 100ml
| BD Perm II (10x) | 25ml
| CD34-PE | Piece
| CD33-FITC | Piece
| CD19-PE | Piece
| CD7-FITC | Piece
| cCD3PE | Piece
| CD45PCP | Piece
| CD117-PE | Piece
| cCD79a PE | Piece
| CD10-FITC | Piece
| BD FACS Flow solution for Flocytometry | 20L
| BD FACS Lysing solution | 50ml
| CD13 PE | Piece
| Thiazole Orange | Piece
| BD FACS Calibrite 3 Beads | 4 vials/pkt
| CD5-FITC | Piece
| Lambda PE | Piece
Haematology (MS4 ANALYZER 3-PART DIFF) | Actidiff for MS4Se Blood cell counter | 1.2L
| Cleaning Solution for MS Cell Counter MS4 ANALYZER 3-PART DIFF Thermal Paper | 250mL
| Isoflux for MS4 Blood cell counter | 20L
| Transflux for MS4 Blood cell counter | 5mL
| Clot Filter for MS4 ANALYZER 3-PART DIFF | 2 pcs/Pkt
| Thermal Paper | Piece
| Actidiff for MS4Se Blood cell counter | Litre
| 102 Control Diff (3-part) for MS4 ANALYZER 3-PART DIFF | 4ml each for low, normal and high /Pkt
Haematology (MS95 & MS95s ANALYZER 5-PART DIFF) | Transflux | 5mL
| Isoflux | 20L
| Hemoref | 250mL
| Eo-Diff | 5L
| Cleaning Solution for MS Cell Counter | 250mL
| Clot Filter | 2 pcs/Pkt
Haematology (SYSMEX Kx 21 ANALYZER) | Cell Clean | 50ml
| Cell Pack | 20ml
| Thermal Printer paper roll | Roll
| Stromatolyzer - WH | 500ml
| Eight Check 3WP Low Normal and High Control | 2mL/pkt
Histology and Cytology | Ethanol (99 - 100%) | 500mL
| Anti-Thyroglobulin, (Clone 2H11), Ready to use | 12 mL
| Anti-SMA (Smooth Muscle Actin) 1A4, Ready to use | 12 mL
| Di-sodium hydrogen orthophosphate | 500g
| Aniline blue powder | 100g
| DPX mountant | 250mL
| Anti-S-100 Protein, Ready to use | 12 mL
| Cryostat microtome: defrost :auto or manual; Standby and sleep status for noise reduction and energy savings;Chamber Temperature: 0°C to - 35°C; Section thickness 1 - 100µm; Fine section thickness 1 - 10µm in 1µm steps, Trimming section thickness range 5 - 500µm, Max. Specimen size: approx. 70mm; Power Supply : 230V ± 6% , 50 Hz ± 1 % ; Power cord with 3 round pin top Standardised Brands: Thermoscientific or equivalent or higher | Set
| Eosin yellow powder, Water soluble | 100g
| Centrifuge, Cytological: Capacity: Up to 12 disposable chambers per process; Speed: Adjustable from 500 - 2,500 RPM with 100 RPM increments; Programmable times: Range from 1 - 60 minutes, in 1 minute increments; chamber sizes: 1, 6, and 12mL disposable chambers; Power Supply : 230V ± 6% , 50 Hz ± 1 % ; Power cord with 3 round pin top | Set
| Ammonical silver powder | 100g
| Aluminium chloride crystal | 500g
| Tri-sodium citrate (Na3C6H507.2H2O) | 500g
| Alcian blue powder | 25g
| Acid fuchsin powder | 25g
| Specimen chamber, 1mL for cytocentrifuge | Piece
| Congo red powder | 100g
| Aluminium potassium sulphate | 500g
| Carmine powder | 100g
| Sodium tetraborate decahydrate powder | 500g
| Citric acid | 500g
| Chromic acid powder | 100g
| Anti-PSA (Polyconal) ErPr8 | 16mL
| Papanicolaus solution 1a, Harris haematoxylin | 500mL
| Aluminium hydroxide | 500g
| Aniline blue powder | 100g
| Chloral hydrate | 500g
| Tissue block cabinet, Vertical: Capacity 20,000 paraffin blocks, with wheels (Standardised Brands: Yorco or equivalent or higher) | Piece
| Polychromatic (Papanicolaous) solution, EA 36 or 50 | 500mL
| Grossing station: Constructed from stainless steel for corrosion resistance; Fitted with gross imaging facility system; Well ventilated grossing station plenum; Ducts and exhaust fans; filter/s for removing toxic substances as formalin; sufficient workarea; sink of appropriate depth with drainage facility; Fluorescent light, provision for hot and cold water supply with elbow faucets; Power Supply : 230V ± 6% , 50 Hz ± 1 % ; Power cord with 3 round pin top( Standardised Brands: Thermoscientific "or equivalent or higher") | Set
| Specimen chamber holder, 1mL for cytocentrifuge | 200/pkt
| Anti-CD15 (Tu9) | 16mL
| Microscope slide warmer: Tempearature range 20-100°C; Anodized dull black; Large heating area; Capacity: 80-120 slides; Power Supply : 230V ± 6% , 50 Hz ± 1 % ; Power cord with 3 round pin top | Set
| Base mold, Reusable, SS 25 x 32 x 13mm (WxDxH) | Piece
| Base mold, Reusable, SS 25 x 32 x 6mm (WxDxH) | Piece
| Microscope slide cabinet: slide storage cabinet (Vertical ) with a capacity of atleast 20,000 of 75 x 25mm slide; Anodized steel/ alumunium slide tray of approx. 350 x 210 x 35mm; Slidable drawers, 3 independent cabinets; Cabinet should have wheels/ castors for easy maneuverability | Piece
| Polyethylene glycol 200 | 500mL
| Tissue wrapping paper for biopsy 5 x 3.5cm | 500/pkt
| Papanicolaous solution 2b, Orange II aolution (with methanol) | 500mL
| Papanicolaous solution, Orange green-6 | 500mL
| Base mold, Reusable, SS 25 x 38 x 6mm (WxDxH) | Piece
| Tissue flotation bath: Thermostatically controlled to 30-80°C max. temperature control to ±0.5°C; Aluminium bath, polypropylene lid; 450W heating elements (include 2 spare heating elements); Pilot lights indicator for on/off and warn of overheating; 450W heating elements (include 2 spare heating elements); Pilot lights indicator for on/off and warn of overheating; Power supply: AC 220-230V, 50-60Hz; Power cord with 3 round pin top (Standardised Brands: GFL) | Set
| Dip quick I | 500g
| Dip quick II | 500g
| Microscope, Stereo light, dissecting: Optical system parallel-optics type (Zooming type); Zoom ratio 12.7:1; Zoom range 0.63-8x (0.63/1/2/3/4/6/8x stops); Total magnification 3.15-480x (with coaxial episcopic illuminator: 15-540x); Tubes eyepiece inclination: 20°(Binocular tube)/15° (trinocular tube)/0-30° (Trinocular tilting tube); Eyepieces C-W10xB (F.N. 22), C-W15x (F.N. 16), C-W20x (F.N. 12.5), C-W30x (F.N.7); Objectives: Plan Apo 0.5x/WF, Plan Apo 0.75x/WF, Plan Apo 1x/WF, ED Plan 1.5x/WF, ED Plan 2x/WF; Working distance 70m (with Plan Apo 1x/WF) | Set
| Filter paper, Disposable 1mL for cytocentrifuge | 200/pkt
| Sudan IV powder, Black | 100g
| Haematoxylin powder | 25g
| N-N-dimethyl, p-phenylenediamine powder | 500g
| Formaldehyde solution, 37-40% | 500mL
| Ferric chloride crystal | 100g
| Gold nitrate powder | 1g
| Gelatin powder | 500g
| Formic acid | 1000mL
| N-N-dimethyl formamide solution | 500mL
| Magnesium sulphate | 500g
| Liquid paraffin | 500mL
| Iron alum powder | 100g
| Nitric acid, Concentrated | 2500mL
| Methenamine powder | 100g
| Metanil yellow powder | 100g
| Naphthol powder | 100gm
| Methyl violet | 100mL
| Phloxine powder | 25g
| Periodic acid powder | 100g
| Oxalic acid powder | 500g
| Staining jar with rack, Polypropylene/Glass: 24 microscope slides staining dish with rack, Xylene resistant | Set
| Potassium metabisulfite | 500g
| Sodium barbital powder | 500g
| Picric acid powder | 500g
| Phosphotungstic acid powder | 500g
| Specimen container, Wide mouth with cap, 500mL (Medical grade PC/PP) | 6/pkt
| Sodium Metabisulphite powder | 500g
| Sodium Iodate | 100g
| Sodium Di-hydrogen Orthophosphate | 500g
| Specimen container, Wide mouth with cap, 250mL (Medical grade PC/PP ) | 12/pkt
| Sodium Thiosulphate | 500g
| Sodium Bicarbonate | 500g
| Specimen container, Wide mouth with cap, 125mL (Medical grade PC/PP ) | 12/pkt
| India ink, Black | 30mL
| Anti-CD10 (56C6) | 16mL
| Uranium (Uranyl) nitrate | g
| Blade for Trimming knife (Feather brand), No. 260, Type ( L) | 50/Pkt
| Anti-CD3 (T-Cell) PS1 | 16mL
| Anti-Alpha-Fetoprotein (AFP) C3, Ready to use | 12 mL
| Tissue embedding media, Paraffin pellets form for processing and embedding large tissues, Congealing point 55-60°C | 1000g
| Anti-CD7 (D7-272) | 16mL
| Anti-CD4 (T4) | 16mL
| Specimen container Wide mouth with cap, 1000mL (Medical grade PC/PP) | 6/pkt
| Anti-CD5 (4C7) | 16mL
| Microscope slide tray, Aluminium of 20 slides | Piece
| FITC Kappa light chain | 2mL
| FITC IgM Antiserum | 2mL
| EZ-AR 4 (RTU) | 1000mL
| Paraffin wax with ceresin (Congealing point 60°C) | 500g
| Specimen container, Wide mouth with cap, 5000mL (Medical grade PC/PP) | 6/pkt
| Specimen container, Wide mouth with cap, 2500mL (Medical grade PC/PP) | 6/pkt
| FITC IgA Antiserum | 2mL
| Anti-CD 23 | 16mL
| Protease XXIV 3-Pack | 3 x 5mL
| FITC Fibrinogen Antisera | 2mL
| Anti-GFAP (Polyclonal) | 16mL
| Anti-CD 68 | 16mL
| Anti-CD 56 | 16mL
| Anti-Chromogranin A | 16mL
| Anti-CEA | 16mL
| Anti-CD117 | 16mL
| Anti-Cytokrratin 7 | 16mL
| Anti-Cytokeratin, High MW | 16mL
| Anti-Cytokeratin, Pan ( AE1+AE3) | 16mL
| Anti-Myoglobin, Ready to use | 12 mL
| Anti-Her 2/Neu | 16mL
| Anti-MIB-1/Ki-67 | 16mL
| Anti-Melan-A clone A103 | 16mL
| Anti-P63 | 16mL
| Anti-Melanoma (HMB45) | 16mL
| Liquid Blocker super Pap pen | Piece
| Anti-Vimentin (V9) | 16mL
| Anti-Pax5 | 16mL
| Anti-CD 30 (ki-1Ag) Ber-H2 | 16mL
| Anti-TTF-1 (BGX-397A) | 16mL
| Anti-Synaptophysin | 16mL
| Antiserum, FITC C3 | 2mL
| InSite ER Antibody (ER 88) | 16mL
| Anti - TdT | 12 mL
| Anti-WT-1 | 16mL
| Polymer HRP (DAB) | 200/Set
| Antigen Retrival Citraplus HK081-5K | 250mL
| Anti-CD 45, Cocktail LCA88 | 16mL
| Anti-CD 38 | 16mL
| EZ-AR 3 HK543-YOK | 500mL
| Special positively charged glass with frosted end | 72/Pkt
| Anti-CD 20 (B cell) L26 | 16mL
| Microscope, Two headed with camera and CCTV attachment; For higher precision work in histopathology and cytology laboratory; Optical system: UIS2; Head : Main and Secondary, both binocolur; Dual viewing side by side with pointer (preferrable to be connected on both sides of the main head); Eye piece of both main and secondary head with diopter adjustment mechanism; Focus: focusing mechanism and stage focus; Observation method:brightfield; Illuminator: LED Lamp; revolving nose piece:manual, 5 position 4x, 10x, 20x, 40x, 100x; ; Manual stage with right hand control; Vertical stage movement with coarse adjustment limit stopper; Condenser: Abbe (atleast N.A 1.1); observation tube :wide field (FN 22 ) binocular; High sensitivity fine focusing knob ; Power Supply : 230V ± 6% , 50 Hz ± 1 % ; Power cord with 3 round pin top; Ceramic mechanical stage - side to side with complete standard accessories | Set
| Anti-CK-19 | 16mL
| Tween 20 (Polysorbate) for synthesis | 500mL
| Toludine blue powder | 100g
| InSite PR Antibody (PR88) | 16mL
| EZ-AR Common HK545-XOK | 1000mL
| Antiserum, FITC C1q | 2mL
| Anti-CD19 (EP169) | 16mL
| Anti-OCT4 | 16mL
| Anti-PLAP | 16mL
| Anti-SMA (Smooth Muscle Actin) 1A4 | 16mL
| Anti-CDX-2 | 16mL
| Anti-Desmin | 16mL
| Anti-Neurofilament (NE14) | 16mL
| Anti-Myeloperoxidase (MPO) | 16mL
| Anti-Glypican 3 | 16mL
| Anti-Kappa Light Chain | 16mL
| FITC IgG AntiSerum | 2mL
| FITC Lambda light chain | 2mL
| Phosphomolybdic acid powder | 500g
| N-N-dimethyl, m-phenylenediamine powder | 500g
| Silver nitrate | 100g
| Tissue cassette, White colour | 100/pkt
| Gold chloride powder | 1g
| Nuclear fast red | 100g
| Perspex box (Museum jar) | Piece
| Ferrocynide powder | 100g
| Wide mouth specimen container wit cap ( Medical grade PC/PP 250 ml ) | 12 nos/pkt
| Pararosaniline dye | 100g
| Microtome blade, Low profile disposible, S35 | 50/pkt
| Lithium carbonate powder | 100g
| Microtome Blade (Low profile disposible, S35) | 50/Pkt
| Anti - Melanoma (HMB45), Ready to use | 12 mL
| Immunohistochemistry stainer, Automated: Open system; Capability: IHC slide processing; Slide 25 x 75mm positively charged; Slide capacity >40 slides; Reagent capacity >40; Slide label scanning facility; Dewaxing, antigen retrieval; Continuous and individual slides loading; Individual slide processing and temperature control; Multi unit control; Waste separation; With monitor, UPS; Power supply 220-240V, 50Hz; Power cord with 3 round pin top | Set
| Anti - Beta HCG ( M94138 ), Ready to use | 6mL
| Anti-Cytokeratin 20 | 16mL
| Anti-P53, Ready to use | 12 mL
| Fume hood structure: All steel (1.0mm cold-rolling steel or 1.0mm SS) covered with electrostatic spraying after folding, welding, polishing, acid cleaning, phosphorization, chemical resistance. Inner liner panel: 6mm compact panel, acid and alkali resistance, temperature resistance, anti-moisture; Guide plate: reasonable and knock down guide structure; Concentrated and effective discharge air, letting off different poisonous gas; Operation Table board: lab-grade phenolic resins worktop, or epoxy resin worktop, or ceramic worktop and stainless steel as worktop; Window: 6mm thickness steel safe glass, balancing form elevation and subsidence, stopable at any position by pulling; Lighting equipment: 30W antisepsis daylight lamp, lamp house insulated with gas; Lightness on table not lowers than 400LUX; Operation panel: lighting switch, ON/OFF switch, two sets of 220V/10A versatile electric socket; Ventilation equipment: rust-resistance, low wasting, low noise fan and wind tube. Power supply: AC 220-230V, 50-60Hz; Power cord with 3 round pin topAccessories: Vertical and single test cock made by yellow brass, and the surface treated by EPOXY baking paint; Cup slot: PP water cup. | Set
| Di Sodium Hydrogen Orthophosphate | 500 gm
| Rotatory microtome: High precision manual microtome for paraffin sections; Mechanical automated feeding system; Integrated lockable hand wheel capable of being locked in any desired position; Section waste tray; Section thickness from 1-60µm; Trimming range: 10-30µm; Stable blade holder (Low profile disposable blade, S35); Quick reclamp block holder with capacity to hold (1.5x2.9x4.3) cm paraffin block / (Universal block holder) (Standardised Brands: Thermoscientific) | Set
| Crystal voilet | 500g
| Perspex box (museum Jar) | Piece
| Phloxine powder | 25gm
| Phospho Tungstic acid powder | gm
| Picric acid powder | gm
| Phosphomolybdic acid powder | gm
| Anti-Cytokeratin, High MW, Ready to use | 12 mL
| Anti-CD 34 | 16mL
| Anti - CK-19(RCK108) Ready to use | 6mL
| Microscope, Binocular: For higher precision work in histopathology and cytology laboratory; Optical system: UIS2; Focus: focusing mechanism and stage focus; Observation method:brightfield; Illuminator: LED Lamp; revolving nose piece:manual, 5 position 4x, 10x, 20x, 40x, 100x; Eye piece with diopter adjustment mechanism; Manual stage with right hand control; Vertical stage movement with coarse adjustment limit stopper; Condenser: Abbe (atleast N.A 1.1); observation tube :wide field (FN 22 ) binocular; High sensitivity fine focusing knob ; Power Supply : 230V ± 6% , 50 Hz ± 1 % ; Power cord with 3 round pin top; Standardized brands: Olympus or equivalent or higher | Set
| Anti-OCT4, Ready to use | 12 mL
| Anti-SMA (Smooth Muscle Actin) 1A4, Ready to use | 12 mL
| Anti-WT-1, Ready to use | 12 mL
| Anti-Pax5, Ready to use | 12 mL
| Anti-P16, Ready to use | 12 mL
| Anti-EMA | 16mL
| Anti-Lambda Light Chain | 16mL
| Anti-CK-19, Ready to use | 12 mL
| Coverslipper, Automated, Compatible with Tissue Tek Auto stainer DRS2000; Load capacity per batch: 60 slides miniumum | Piece
| Formic Acid | ml
| Centrifuge (Cytology): Bench top; Capacity: Up to 12 disposable chambers per process; Speed: Adjustable from 500 - 2,500 RPM with 100 RPM increments; Programmable imes: Range from 1 - 60 minutes, in 1 minute increments; Chamber sizes: 1, 6, and 12mL disposable chambers. Power supply 220 - 240V, 50HZ Power cord with round 3 pin top and suitable voltage stabilizer. | Set
| Shandon grosslab, SR filter with Air flow filter (9990850) for replacement of grossing station (Thermo Scientific ) | Set
| Cover glass, 22 x 50mm | 20pcs (10g)/Pkt
| Anti - Calretinin (Polyconal), Ready to use | 6mL
| Schiffs reagent | 125mL
| Anti-CD 56, Ready to use | 12 mL
| Anti-P53 | 16mL
| Anti-CD 68, Ready to use | 12 mL
| Microscope, stereo light, dissecting: Optical system parallel-optics type (Zooming type); Zoom ratio 12.7:1; Zoom range 0.63-8x (0.63/1/2/3/4/6/8x stops); Total magnification 3.15-480x (with coaxial episcopic illuminator: 15-540x); Tubes eyepiece inclination: 20°(Binocular tube)/15° (trinocular tube)/0-30° (Trinocular tilting tube); Eyepieces C-W10xB (F.N. 22), C-W15x (F.N. 16), C-W20x (F.N. 12.5), C-W30x (F.N.7); Objectives: Plan Apo 0.5x/WF, Plan Apo 0.75x/WF, Plan Apo 1x/WF, ED Plan 1.5x/WF, ED Plan 2x/WF; Working distance 70m (with Plan Apo 1x/WF). Operational environmental conditions: Temperature 5-40°C; Relative humidity: 4 to <90%; Altitude 200-3000m; Atmospheric pressure 500-800mmHg; Power Supply : 230V ± 6% , 50 Hz ± 1 % ; Power cord with 3 round pin top. | Set
| Anti - CD15 ( Tu9 ), Ready to use | 12 mL
| Anti - CD3 (T-Cell ) PS1, Ready to use | 12 mL
| Anti-P16 | 16mL
| Anti-CEA, Ready to use | 12 mL
| Anti-Cytokeratin 5/6, Ready to use | 12 mL
| Anti-Cytokrratin 7, Ready to use | 12 mL
| Anti-Desmin, Ready to use | 12 mL
| Anti-DOG1, (Clone 1.1), Ready to use | 12 mL
| Anti-E Cadherin, Ready to use | 12 mL
| Anti-EMA, Ready to use | 12 mL
| Anti-FLI1, Ready to use | 12 mL
| Anti-GCDFP-15, (Clone EP1582Y), Ready to use | 12 mL
| Anti-Glypican 3, Ready to use | 12 mL
| Anti-Her 2/Neu, Ready to use | 12 mL
| Anti-Inhibin Alpha, (Clone R1), Ready to use | 12 mL
| Anti-Kappa Light Chain, Ready to use | 12 mL
| Anti-Lambda Light Chain, Ready to use | 12 mL
| Anti-Melan-A clone A103, Ready to use | 12 mL
| Anti-MUC4, Ready to use | 12 mL
| Anti-MUM-1, Ready to use | 12 mL
| Anti-Myeloperoxidase (MPO), Ready to use | 12 mL
| Anti-Uroplakin, Ready to use | 12 mL
| InSite ER Antibody (ER 88), Ready to use | 12 mL
| InSite PR Antibody (PR88), Ready to use | 12 mL
| Polymer HRP (DAB) kit | 125 ml
| Anti-Chromogranin A, Ready to use | 12 mL
| Ferric Chloride crystal | gm
| Microscope slide stainer, Automated: 30 to 40 slides per batch; Continous operation program with capacity of 15 to 20 methods in memory; Programmable 25 to 50 steps in each method; Capacity: Solution reservoirs 18 to 26 nos; Wash reservoirs: 3 to 5 nos; Drying stations: 1 no.; Fill level reservoirs, 450-650mL; Power Supply : 230V ± 6% , 50 Hz ± 1 % ; Power cord with 3 round pin top; Single phase 2 KVA Online UPS with atleast 6 Nos of 12V 9Ah batteries; Output voltage: 230 +/- 6% , 50 Hz; noise:<50dBA; Efficiency;minimum 85%.(Standardised Brands: Sakura "or equivalent or higher") | Set
| Deparaffinizing and antigen retrieval buffer (Low pH(6.0 to 6.4 citrate based buffer) | 1000ml
| Protein block | 125ml
| Deparaffinizing and antigen retrieval buffer(7.6 to 8.0) EDTA based buffer | 1000ml
| Tissue processor, Automated: Temperature range of wax baths: 45-65°C, excess temperature cut out 75°C; Computerised freely selectable and storable programming facilities; Easy editing and changing of programmes; Separately programmable for Infiltration time for each station; Attached vacuum function device with fume control system; Vacuum device attachable both to the whole instrument and to individual stations; LCD display panel, audible alarm warning/error messages; Ergonomic control panel with full protected keyboard and LOC; Capacity: approx. 80 - 100 cassettes at one go; Delayed start function at least up to 72 hrs; Interrupting an automatic process Carousel type with 12 stations (10 reagent stations, 2 wax baths); Xylene resistant jar, 1.8 - 2L.Operational environmental conditions: Temperature 5-40°C; Relative humidity: 4 to <90%; Altitude 200-3000m; Atmospheric pressure 500-800mmHg; Power Supply : 230V ± 6% , 50 Hz ± 1 % ; Power cord with 3 round pin top; suitable online UPS. Accessories: Metal tissue baskets, 2 nos (Standardised Brands: Thermoscientific, Leica "or equivalent or higher") | Set
| Power block | 125ml
| Immunohistochemistry stainer, Automated: Open system; Capability: IHC slide processing; Slide 25 x 75mm positively charged; Slide capacity >40 slides; Slide label scanning facility; Dewaxing, antigen retrieval; Continuous and individual slides loading; Individual slide processing and temperature control; Multi unit control; Waste separation; With monitor, suitable online UPS; Operational environmental conditions: Temperature 5-40°C; Relative humidity: 4 to <90%; Altitude 200-3000m; Atmospheric pressure 500-800mmHg; Power Supply : 230V ± 6% , 50 Hz ± 1 % ; Power cord with 3 round pin top. | Set
| Microscopic slide scanner: Scanning time: Standard mode-160s (40x with 20x objective), Standard mode-60s (20x with 10x objective); Scanning camera 5.0MP (2/3'' high-speed sensor); Focusing technique: Real time autofocus; Slide capacity: 6 slides tray; Slide dimension: 76 x 26mm; Slide tolerances (mm): Length/width: ±1; Scanning mode: Normal (Real time autofocus) high precision; Computer with software to interface using USB 3.0; Power supply: AC 220-240V, 50Hz; Power cord with 3 round pin top | Set
| Microscope slide warmer: Temperature range 20-100°C; Anodized dull black; Large heating area; Capacity: >50 slides; Operational environmental conditions: Temperature 5-40°C; Relative humidity: 4 to <90%; Altitude 200-3000 m; Atmospheric pressure 500-800 mmHg; Power Supply : 230V ± 6% , 50 Hz ± 1 % ; Power cord with 3 round pin top. | Set
| Tissue embedding unit: Modular paraffin embedding stations with large heated work surface warmer with area for standard cable; Forceps; Cryo console with adjustable temperature of at least -50°C; Isolated cold plate paraffin dispenser with 3L or more reservoir; Manual and foot pedal controls for adjusting flow rate; Programmable for pre-set time for melting and delay for weekend settings; Temperature setting for dispensing and thermal console; Cassette bath, mold warmer, Good illumination; Temperature setting: 55 - 70°C for cassette bath, mold warmer working area & forceps receptacle. Operational environmental conditions: Temperature 5-40°C; Relative humidity: 4 to <90%; Altitude 200-3000m; Atmospheric pressure 500-800mmHg; Power Supply : 230V ± 6% , 50 Hz ± 1 % ; Power cord with 3 round pin top; suitable online UPS; Accessories: 12 bulbs; 12 fuses; 3 paraffin scrapers (Standardised Brands: Sakura ""or equivalent or higher"") | Set
| Tissue flotation bath: Thermostatically controlled to 30-80°C max. temperature control to ±0.5°C; Aluminium bath, polypropylene lid; 450W heating elements (include 2 spare heating elements); Pilot lights indicator for on/off and warn of overheating; Operational environmental conditions: Temperature 5-40°C; Relative humidity: 4 to <90%; Altitude 200-3000m; Atmospheric pressure 500-800mmHg; Power Supply : 230V ± 6% , 50 Hz ± 1 % ; Power cord with 3 round pin top. (Standardised Brands: GFL ""Tissue flotation bath: Thermostatically controlled to 30-80°C max. temperature control to ±0.5°C; Aluminium bath, polypropylene lid; 450W heating elements (include 2 spare heating elements); Pilot lights indicator for on/off and warn of overheating; Operational environmental conditions: Temperature 5-40°C; Relative humidity: 4 to <90%; Altitude 200-3000m; Atmospheric pressure 500-800mmHg; Power Supply : 230V ± 6% , 50 Hz ± 1 % ; Power cord with 3 round pin top. (Standardised Brands: GFL "or equivalent or higher") | Set
| Consumables for Immunohistochemistry, Autostainer 480 with PT Module (Thermo Scientific) | Heading
| Citric acid | 500 gm
| Congo red powder | gm
| Methyl violet | ml
| Base mold SS, (reuseable), Size - 25Wx38Dx6Hmm | Piece
| Concentrated Nitric acid | ml
| Frozen Section Medium ( Neg - 50) | 125ml
Embedding Ring
| Borax powder (Sodium tetraborate decahydrate) | gm
| Chromic acid powder | gm
| Magnesium Sulphate | 500gm
| Methenamine powder | gm
| Base mold SS, (reuseable), Size - 25Wx32Dx13Hmm | Piece
| Eosin Yellow Powder (water soluble) | gm
| Formaldehyde Solution 37-40% | 500mL
| Ferrocynide powder | gm
| Gold Chloride powder | 1gm
| Gold Nitrate powder | gm
| Iron alum powder | gm
| Liquid Paraffin | 500ml
| Light green powder | gm
| Lithium Carbonate powder | gm
| Metanil yellow powder | 100gm
| Liquid Blocker super Pap pen | Piece
| Whatman, Lens cleaning tissue(only for histopathology),(8X11.5cm). | 20 wallets of 50 sheets
| N-N-dimethyl formamide solution | ml
| N-N-dimethyl, p-phenylenediamine powder | gm
| Oxalic acid powder | gm
| Periodic acid powder | gm
| Pararosaniline (dye) | gm
| Polymer HRP (DAB) Code no.QD400-60k sets | Set
| Schiff`s reagent | 125mL
| Silver Nitrate | 100gm
| Sodium barbital powder | gm
| Sodium Di-hydrogen orthophosphate | 500gm
| Sodium Thiosulphate | 500gm
| Sodium Iodate | gm
| Sudan IV powder (Black) | gm
| Sodium metabisulphite powder | gm
| Tissue grossing knife (Razor) No. 260 Type( L) | Piece
| Tissue cassette ( White colour only ) | 100/pkt
| Toludine blue powder | gm
| Wide mouth specimen container with cap ( Medical grade PC/PP 5000 ml ) | 6 nos/pkt
| Uranium (Uranyl) Nitrate | gm
| Tri-Sodium Citrate (Na3C6H507.2H2O) | 500gm
| Anti - Her 2/ Neu ( CB11 ), Ready to use | 6mL
| Tween® 20 (Polysorbate) for synthesis | 500ml
| Anti - CD5(4C7),Ready to use | 12 mL
| Anti - CD7(D7-272),Ready to use | 12 mL
| Anti - GFAP(Polyclonal),Ready to use | 12 mL
| Anti - Myogenin, Ready to use. | 12 mL
| Slide Cabinet: To store atleast 20,000 slides of 75x25mm slide - Horizontal with anodized aluminum slide tray of 350x210x35mm, uniformly slotted rows are numbered 1 to 50 to identify the slides. Physically damaged cabinet will not be accepted. | Set
| Anti - Cytokeratin, High MW(34&#946;E12) Ready to use | 6mL
| Anti - EMA (E29), Ready to use | 6mL
| Anti - Desmin(D33),Ready to use | 6mL
| Anti - Chromogranin A (LK2H10), Ready to use | 6mL
| Anti - CEA (CEA 88), Ready to use | 6mL
| Anti - Cytokeratin 20 ( IT-Ks 20.8), Ready to use | 6mL
| Anti - Pax5(ZP007) | 6mL
| Anti - Myoglobin ( MG-1 ), Ready to use | 6mL
| Anti - OCT4(EP143),Ready to use | 6mL
| Anti - CD4(T4),Ready to use | 12 mL
| Anti - CytoKeratin, Pan (AE1+AE3), Ready to use | 12 mL
| Anti - bcl-2 (Oncoprot), Ready to use | 12 mL
| Anti - Neurofilament ( NE-14, Ready to use | 12 mL
| Antigen Retrival Citraplus HK081-5K | 250ml
| EZ-AR Common HK545-XOK | 1000ml
| EZ-AR3 HK543-YOK | 500ml
| EZ-AR4( RTU ) | 1000ml
| Protease XXIV 3-Pack | 3 x 5mL
| Cryostat: Temperature range: 0 to -35&#730;C, section thickness range 1 to 100 micron meter, Fine section thickness 1 to10 micron meter in 1 micron meter steps, Trimming section Thickness range 5 to 500 micron meter, Maximum specimen size 70x55mm, Total horizontal feed 28000micron meter, vertical cutting stroke 60mm, Sample retraction during return stroke 40micron meter can be deactivated, Power: 220-240volt, 50/60 Hz, Dimensions: (WxDxH) 640(w/o hand wheel) x 760x1200mm.The machine should be installed and demonstrated for fuctionallity test. Physically damaged machine will not be accepted. After sales and services should be provided. | Set
| Tissue Block cabinet (vertical): To store at least 20,000 paraffin blocks. Physically damaged tissue block cabinet will not be accepted. | Piece
| Special positively charged glass with frosted end | 72/pkt
Equipment (Cytology)
Equipment (Histology)
| Deparaffinizing and antigen retrieval buffer (8.6 to 9.0) Tris-EDTA based buffer. | 1000ml
| Tissue embedding unit: Modular paraffin embedding stations with large heated work surface warmer with area for standard cable; Forceps; Cryo console with adjustable temperature of at least -50°C; Isolated cold plate paraffin dispenser with 3L or more reservoir; Manual and foot pedal controls for adjusting flow rate; Programmable for pre-set time for melting and delay for weekend settings; Temperature setting for dispensing and thermal console; Cassette bath, mold warmer, Good illumination; Temperature setting: 55 - 70°C for cassette bath, mold warmer working area & forceps receptacle. Power supply: AC 220-240V, 50Hz; Power cord with 3 round pin top; Compatible UPS; Accessories: 12 bulbs; 12 fuses; 3 paraffin scrapers (Standardised Brands: Sakura) | Set
| Microscopic slide scanner: Scanning time: Standard mode-160s (40x with 20x objective), Standard mode-60s (20x with 10x objective); Scanning camera 5.0MP (2/3'' high-speed sensor); Focusing technique: Real time autofocus; Slide capacity: 6 slides tray; Slide dimension: 76 x 26mm; Slide tolerances (mm): Length/width: ±1; Scanning mode: Normal (Real time autofocus) high precision; Computer with software to interface using USB 3.0; Operational environmental conditions: Temperature 5-40°C; Relative humidity: 4 to <90%; Altitude 200-3000m; Atmospheric pressure 500-800mmHg; Power Supply : 230V ± 6% , 50 Hz ± 1 % ; Power cord with 3 round pin top. | Set
| Fume hood, Ductless: Inner and outer walls made of material with high chemical resistance with tampered glass sliding front window; Sash limiting switch; Digital control system displaying fan’s total operation time; Air speed at 0.5±0.1m/s, 100±20 FPM with quiet fan; Uniform air circulation; Noise level <52dB; Inbuilt top filtration charcoal filter, multi-gas filter, HEPA filters which traps 0.3µ contaminants; Air foil across the bottom of the sash area; LED lighting; Certifications: CE, FDA, ISO, IEC, NFPA 45 or equivalent standards; Operational environmental conditions: Temperature 5-40°C; Relative humidity: 4 to <90%; Altitude 200-3000m; Atmospheric pressure 500-800mmHg; Power Supply : 230V ± 6% , 50 Hz ± 1 % ; Power cord with 3 round pin top. (Standardised Brands: Vision Scientific and Thermoscientific) | Set
| Rotary microtome, automated: High precision microtome for paraffin sections; section speed: upto 450mm/sec; Section thickness upto 100µm; Section waste tray; trimming speed: upto 450mm/sec; trimming range: 10-200µm; number of preset: 10-15; upto 15 program steps; Stable blade holder (Low profile disposable blade, S35); Quick reclamp block holder with capacity to hold (1.5x2.9x4.3) cm paraffin block / (Universal block holder). Operational environmental conditions: Temperature 5-40°C; Relative humidity: 4 to <90%; Altitude 200-3000m; Atmospheric pressure 500-800mmHg; Power Supply : 230V ± 6% , 50 Hz ± 1 % ; Power cord with 3 round pin top. | Set
| Anti-P63, Ready to use | 12 mL
| Anti-CD117, Ready to use | 12 mL
| Anti-CDX-2, Ready to use | 12 mL
| Anti-CD 23, Ready to use | 12 mL
| ---- Anti-CD 38, Ready to use | 12 mL
| Microscope, Polarized: light with attached camera: Mechanical stage rotation: 360 degree rotatable; Observation method: Polarized light, simple polarized and brightfield; Condenser: Manual polarizing condenser; Observation tube: Trinocular and Magnification lens: 4x, 10x, 20x, 40x and 100x; Application: To see various crystals, amyloid and foreign bodies; Operational environmental conditions: Temperature 5-40°C; Relative humidity: 4 to <90%; Altitude 200-3000m; Atmospheric pressure 500-800mmHg; Power Supply : 230V ± 6% , 50 Hz ± 1 % ; Power cord with 3 round pin top. | Set
| Anti-Cytokeratin 20, Ready to use | 12 mL
| Anti-Cycline D1, Ready to use | 12 mL
| Anti-Cytokeratin (CAM5.2) | 16mL
| Anti-Cytokeratin (CAM5.2), Ready to use | 12 mL
| Barcode flap label kit (A80510135) for GX430t, Zebra barcode printer | Roll
| Anti-Napsin A, ( Clone IP64), Ready to use | 12 mL
| Anti-PLAP, Ready to use | 12 mL
| Automatic Slide Stainer ( With standard accessories) Specification: Should be suitable for at least 40 slides per batch. It should be designed for continous operation program with the storage capacity of method upto 20 methods in memory. Should be programmable upto 50 steps in each method. Operation condition: Temperature- 10 to 40 degree celsius. Relative humidity- 36% to 85%. Atmospheric pressure-70 to 106 Kpa. Capacity/Fill volumes: Solution reservoirs total (26 numbers), wash reservoirs-(5numbers), Drying stations-( 1 number). Fill level reservoirs-620-650ml. Batch operation- upto 40 slides in two baskets( two baskets=1 basket set). Facillities: Water supply-tap water, water pressure-Dynamic pressure:0.098 to 0.441MPa. Max. Static Presure:0.833MPa. Water temperature: Less than 30 degree celsius. Drain type:Method-gravity drain. Capicity -More than 15 liters. Power supply: 220-240 V, 50/60 Hz. UPS to be provided. The machine should be installed and demonstrated for functionaly test. After sales and services should be provided. Physically damaged machine will not be accepted. | Set
| Wide mouth specimen container with cap ( Medical grade PC/PP 2500 ml ) | 6 nos/pkt
| Wide mouth specimen container with cap ( Medical grade PC/PP 500 ml ) | 6 nos/pkt
| Wide mouth specimen container with cap ( Medical grade PC/PP 1000ml ) | 6 nos/pkt
| Anti - CD117 ( T595 ), Ready to use | 6mL
| Anti - CDX-2 ( CDX2-88), Ready to use | 6mL
| Anti - Melan-A(MART-1) clone A103 Ready to use | 6mL
| Anti - Kappa Light Chain ( K88 ), Ready to use | 6mL
| Anti - Lambda Light Chain ( HP6054 ), Ready to use | 6mL
| Anti - CD20 (B cell ) L26, Ready to use | 12 mL
| Anti - CD 30 (ki -1Ag) Ber-H2,Ready to use | 12 mL
| Anti - CD34, Ready to use | 12 mL
| Anti - CD45, cocktail LCA88, Ready to use | 12 mL
| Anti - CD99(MIC2 antigen)-HO36.1.1, Ready to use. | 12 mL
| Anti - CD19(EP169),Ready to use | 12 mL
| Naphthol powder | gm
| Automated Cover slipper: Self-contained, automated instrument for glass cover slipping. Very precise and bubble-free cover slipping Consistent cover slipping quality. High throughput for up to 400 slides per hour. Convenient batch or single slide mode. Flexible mountant type control for volume and flow rate. Automatic detection for broken coverslips. Special histopathology adapter. Full self diagnostic function. Efficient fume control system. Automated rinsing system of DPX by xylene at end of the work..Power supply: AC 220V- 230V, 50HZ Power cord with round 3 pin top and suitable voltage stabilizer. The machine should be installed and demonstrated for functionaly test. After sales and services should be provided. Physicallity damaged machine will not be accepted. | Set
| Anti - CD10(56C6),Ready to use | 12 mL
| N-N-dimethyl, m-phenylenediamine powder | gm
| Paraffin wax with Ceresin (Congealing point 60 degree C) | 500gm
| Wide mouth specimen container with cap ( Medical grade PC/PP 125 ml ) | 12 nos/pkt
| Anti - PLAP(PL8-F6),Ready to use | 6mL
| Anti - PSA (Polyconal) ErPr8, Ready to use | 12 mL
| Anti - RCC(26),Ready to use | 12 mL
| Anti - Vimentin (V9 ), Ready to use | 12 mL
| Anti - S-100 Protein (15E2E2), Ready to use | 6mL
| InSite ER Antibody ( ER 1D5) , Ready to use | 6mL
| Slide Warmer, Temp. range 20-100&#730;C: Specification: Flattering table for stretching and drying of section tissue specimen. Temperature adjustable to 85ºC in 1ºC steps. Anodized dull black for good view of specimen. Large heating area accommodate 150-200 microscope glass slides.Power supply: AC 220V- 230V, 50HZ Power cord with round 3 pin top and suitable voltage stabilizer.The machine should be installed and demonstrated for fuctionallity test. Physically damaged machine will not be accepted. After sales and services should be provided. | Set
| Anti - MIB-1/Ki-67, Ready to use | 12 mL
| Anti - TTF-1 (BGX-397A), Ready to use | 12 mL
| ROTATORY MICROTOME: Rotary high precision manual microtome for paraffin sections. Mechanical automated feeding system. Integrated lockable hand wheel capable of being locked in any desired position. Section waste tray. Section thickness ranges 1to 60 micrometers. Trimming range 10 to 30 micrometer. Stable blade holder ( low profile disposable blade, S35) to ensure that no vibrations occur with section is being cut. Desirable to have arrangements to attach a cooling device for the paraffin block. Quick reclamp block holder(Universal block holder). The machine should be installed and demonstrated for fuctionallity test. Physically damaged machine will not be accepted. After sales and services should be provided. | Set
| Tissue Floating bath (Thermostatic) Specification: Thermostatically controlled to 30 to 80&#730;C maximum Temperature control to +/- 0.5&#730;C Aluminium bath, polypropylene lid 450 W heating elements (include 2 spare heating elements), Pilot lights indicator for on/off and warn of overheating Power supply: AC 220V- 230V, 50HZ Power cord with round 3 pin top and suitable voltage stabilizer. The tissue floating bath should be installed and demonstrated for fuctionallity test. Physically damaged machine will not be accepted. After sales and services should be provided. | Set
| GROSSING STATION: Well ventilated grossing station (max 60inchs Wx32.5inch Dx92 inch H) plenum. Slotted rear of the workstation effectively that pulls fumes away from technician and exhaust to the outside. A rectangular collar mounted on top of workstation for connecting duct. Include ducts and exhaust fans. Fluorescent light and switch (mounted in the angled rear plenum behind a lens to maintain a bright work area. Work area divided between a sloped stainless work surface that drains into a stainless sink. A hand rinse spray nozzle located at the left end of the stainless work surface. A hot/cold faucet mounted behind the sink to rinse waste down the sink Include a garbage disposal can. Station has a lower base cabinet of welded stainless steel. Cabinet has two horizontal sliding doors to access the storage area and leveler. Power supply: AC 220V- 230V, 50HZ Power cord with round 3 pin top and suitable voltage stabilizer. The machine should be installed and demonstrated for fuctionally test. Physically damaged machine will not be accepted. After sales and services should be provided. | Set
| Automatic Tissue Processor, (With standard accessories) Specification : Temperature range of wax baths 45 degree to 65 degree celcius, excess temperature cut out 75 degree celcius Computerised freely selectable and storable programming facilities should be available. Easy editing and changing of programmes should be possible, even during a processing run. Infiltration time for each station should be separately programmable. Attached vacuum function device with fume control system. The vacuum device should be attachable both to the whole instrument as well as to individual stations Safely device for protection of drying of specimens in case of power failure. The bucket should go back inside the respective solution when power fails and not hang in mid air LCD display panel, audible alarm warning/error messages. Ergonomic control panel with full protected keyboard and LOC. Machine should also be able to cater to short time (quick) processing. Both immediate and delayed start functions should be available. Delayed start function atleast upto 72 hrs Interrupting an automatic process Carousel type with 12 stations (10 reagent stations, 2 wax baths). Metal containers at each station Capacity of each container 1.8 to 2 litres, Metal tissue baskets - 2 nos. capacity approx 80 - 100 cassettes to be run at one go. The tissue baskets should have less base diameter as compared to upper diameter to avoid basket getting stuck inside the containers. Firm bottom.Power supply: AC 220V- 230V, 50HZ Power cord with round 3 pin top and suitable voltage stabilizer. The machine should be installed and demonstrated for fuctionally test. Physically damaged machine will not be accepted. After sales and services should be provided. | Set
| Tissue Embedding Station with wax Dispenser: Specification: Modular Paraffin Embedding Stations with Large heated work surface warmer with area for standard cable, free forceps, Cryo console with adjustable temperature of at least 50&#730;C, Isolated cold plate Paraffin dispenser with 3 litres or more paraffin reservoir. Manual and foot pedal controls for adjusting flow rate of paraffin. Should be programmable for preset time for melting paraffin and delay for weekend settings. Temperature setting for dispensing and thermal console. Cassette bath Mold warmer, Good illumination, should be able to operate on 22V. Temperature setting: 55 to 70&#730;C for cassette bath, mold warmer working area & forceps receptacle. Should supply 12-bulbs, 12- fuses, paraffin scraper-3 with each equipment. Power supply: AC 220V- 230V, 50HZ Power cord with round 3 pin top and suitable voltage stabilizer. The machine should be installed and demonstrated for functionality test. After sales and services should be provided. Physically damaged equipment will not be accepted. | Set
| Cryostat microtome: defrost :auto or manual; Standby and sleep status for noise reduction and energy savings; Chamber Temperature: 0°C to - 35°C; Section thickness 1 - 100µm; Fine section thickness 1 - 10µm in 1µm steps, Trimming section thickness range 5 - 500µm, Max. Specimen size: approx. 70mm; Operational environmental conditions: Temperature 5-40°C; Relative humidity: 4 to <90%; Altitude 200-3000m; Atmospheric pressure 500-800mmHg; Power Supply : 230V ± 6% , 50 Hz ± 1 % ; Power cord with 3 round pin top.(Standardised Brands: Thermoscientific "or equivalent or higher") | Set
| Biebrich scarlet | 25g
| Anti - Alpha-Fetoprotein ( AFP ) C3 , Ready to use | 6mL
| Microscope slide stainer with cover slipper, Automated: 30 to 40 slides per batch; Continous operation program with capacity of 15 to 20 methods in memory; Programmable 25 to 50 steps in each method; Capacity: Solution reservoirs 18 to 26 nos; Wash reservoirs: 3 to 5 nos; Drying stations: 1 no.; Fill level reservoirs, 450-650mL; Power Supply : 230V ± 6% , 50 Hz ± 1 % ; Power cord with 3 round pin top; Single phase 2 KVA Online UPS with atleast 6 Nos of 12V 9Ah batteries; Output voltage: 230 +/- 6% , 50 Hz; noise:<50dBA; Efficiency;minimum 85%.(Standardised Brands: Sakura "or equivalent or higher") | Set
| Grossing station: Constructed from stainless steel for corrosion resistance; Fitted with gross imaging facility system; Well ventilated grossing station plenum; Ducts and exhaust fans; filter/s for removing toxic substances as formalin; sufficient workarea; sink of appropriate depth with drainage facility; Fluorescent light, provision for hot and cold water supply with elbow faucets; Operational environmental conditions: Temperature 5-40°C; Relative humidity: 4 to <90%; Altitude 200-3000m; Atmospheric pressure 500-800mmHg; Power Supply : 230V ± 6% , 50 Hz ± 1 % ; Power cord with 3 round pin top. (Standardised Brands: Thermoscientific "or equivalent or higher") | Set
| Nuclear fast red | gm
| Aerosol barrier pipette tips for single channel pipette, Disposable 200µL, Racked graduated filter tips | 96/Pkt
| Aerosol barrier pipette tips for single channel pipette, Disposable 1000µL, Racked graduated filter tips | 96/Pkt
| Pipette 20-200µL, 8 channel | Set
| Centrifuge tube, Conical with dome seal screw cap 15mL Graduated centrifuge tube, Polypropylene, DNase & RNase free | 500/Pkt
| Deionised water plant: Capacity: 20LPH; product water should have TDS of 0 ppm;Water Supply flow rate: 0.5 to 0.7 L/min; contaminant rejection>99%; feed water : tap water; corrosion resistant body surface;2 Nos. of High Density Poly Ethylene storage container with dispenser Poof capacity 20-25 Ltrs; power supply : 230V ± 6% , 50 Hz ± 1 % ; Power cord with 3 round pin top | Set
| Aerosol barrier pipette tips for single channel 0.5µL, Racked graduated filter tips, Disposable | 96/Pkt
| Aerosol barrier pipette tips for single channel pipette 10µL, Racked graduated filter tips, Disposable | 96/Pkt
| Disposable aerosol barrier pipette tips for single channel pipette, Disposable 20µL, Racked graduated filter tips | 96/Pkt
| Micro centrifuge tube stand | Set
| Frozen section medium,that yields high-quality sections even down to -50°C without chatter | 125mL
Direct immunofluoresence consumables
Reagents for Vitrous ECIQ system
Reagents for Matrix gel system (Tulip)
Consumables (Histology)
| Light green powder | 100g
| Specimen chamber cap, 1mL for cytocentrifuge | 200/pkt
| Anti-Myogenin | 16mL
| Xylene, Extra-pure | 2.5 L
| Fume hood, Ductless: Inner and outer walls made up of material with high chemical resistance with tampered glass sliding front window; Sash limiting switch; Digital control system displaying fan’s total operation time; Air speed at 0.5±0.1m/s, 100±20 FPM with quiet fan; Uniform air circulation; Noise level <52dB; Inbuilt top filtration charcoal filter, multi-gas filter, HEPA filters which traps 0.3µ contaminants; Air foil across the bottom of the sash area; LED lighting; Certifications: CE, FDA, ISO, IEC, NFPA 45 or equivalent standards; Operational environmental conditions: Temperature 5-40°C; Relative humidity: 4 to <90%; Altitude 200-3000m; Atmospheric pressure 500-800mmHg; Power supply: AC 220-240V, 50Hz; Power cord with round 3 pin top (Standardised Brands: Vision Scientific and Thermoscientific) | Set
| Anti-S-100 Protein, Ready to use | 12 mL
| Tissue processor, Automated: Temperature range of wax baths: 45-65°C, excess temperature cut out 75°C; Computerised freely selectable and storable programming facilities; Easy editing and changing of programmes; Separately programmable for Infiltration time for each station; Attached vacuum function device with fume control system; Vacuum device attachable both to the whole instrument and to individual stations; LCD display panel, audible alarm warning/error messages; Ergonomic control panel with full protected keyboard and LOC; Capacity: approx. 80 - 100 cassettes at one go; Delayed start function at least up to 72 hrs; Interrupting an automatic process Carousel type with 12 stations (10 reagent stations, 2 wax baths); Xylene resistant jar, 1.8 - 2L. Power supply: AC 220-240V, 50Hz; Power cord with 3 round pin top; Compatible UPS; Accessories: Metal tissue baskets, 2 nos (Standardised Brands: Thermoscientific and Leica) | Set
Consumables (Histology & cytology)
| Microscope, Binocular: Microscope, Binocular: For higher precision work in histopathology and cytology laboratory; Optical system: UIS2; Focus: focusing mechanism and stage focus; Observation method:brightfield; Illuminator: LED Lamp; revolving nose piece:manual, 5 position 4x, 10x, 20x, 40x, 100x; Eye piece with diopter adjustment mechanism; Manual stage with right hand control; Vertical stage movement with coarse adjustment limit stopper; Condenser: Abbe (atleast N.A 1.1); observation tube :wide field (FN 22 ) binocular; High sensitivity fine focusing knob ;Operational environmental conditions: Temperature 5-40°C; Relative humidity: 4 to <90%; Altitude 200-3000m; Atmospheric pressure 500-800mmHg; Power Supply : 230V ± 6% , 50 Hz ± 1 % ; Power cord with 3 round pin top. Standardized brands: Olympus or equivalent or higher | Set
| Anti-STAT6, Ready to use | 12 mL
| Anti-Synaptophysin, Ready to use | 12 mL
| Anti-Thyroglobulin, (Clone 2H11), Ready to use | 12 mL
| Anti-CD 99 (MIC2 antigen) HO36.1.1 | 16mL
| Anti-Inhibin Alpha, (Clone R1) | 16mL
| Anti-RCC (26) | 16mL
| Anti-Bcl-2 (Oncoprot) | 16mL
| Anti-Beta HCG (M94138), Ready to use | 12 mL
| Anti-S-100 Protein | 16mL
| Anti-Calretinin (Polyconal), Ready to Use | 12 mL
| Anti-Napsin A, ( Clone IP64) | 16mL
| Carmine Powder | gm
| Poly-L-Lysine solution (0.01%) | 100mL
| Thymol crystal | 500g
| Anti-STAT6 | 16mL
| Anti-Thyroglobulin, (Clone 2H11) | 16mL
| Anti-ALK-1, Ready to use | 12 mL
| Anti-Cycline D1 | 16mL
| Aluminium sulphate (sulfate) | 500g
| Anti-Cytokrratin 5/6 | 16mL
| Anti-DOG1, (Clone 1.1) | 16mL
| Anti-E Cadherin | 16mL
| Anti-FLI1 | 16mL
| Anti-GCDFP-15, (Clone EP1582Y) | 16mL
| Anti-MUC4 | 16mL
| Anti-MUM-1 | 16mL
| Anti-Myoglobin | 16mL
| Anti-Uroplakin | 16mL
| Microscope, Polarized light with attached camera: Mechanical stage rotation: 360 degree rotatable; Observation method: Polarized light, simple polarized and brightfield; Condenser: Manual polarizing condenser; Observation tube: Trinocular and Magnification lens: 4x, 10x, 20x, 40x and 100x; Application: To see various crystals, amyloid and foreign bodies; Power supply: AC 220-240V, 50Hz; Power cord with 3 round pin top | Set
Microbiology | Bacitracin disc | 50/pkt
| V factor disc | 50/pkt
| Oxidase disc | 50/pkt
| X factor disc | 50/pkt
| Xpert SARS-CoV-2 catridge | 10/Pkt
| Blood culture system, 60 cells: Automated modular system with fluorescence/colorimetric for culturing of bacteria and yeast fungi; Manage the bottle handling functions such as loading and unloading bottles and regulates the temperature of the system; Minimum 60 cells in separate or one drawer module; Configured independently to test blood culture and body fluid cultures; Basic data management function; Interface to the LIS and bar code reader; Certifications: CE, FDA, ISO, IEC or equivalent standards;Operational environmental conditions: Temperature 5-40°C; Relative humidity: 4 to <90%; Altitude 200-3000m; Atmospheric pressure 500-800mmHg; Power Supply : 230V ± 6% , 50 Hz ± 1 % ; Power cord with 3 round pin top; 2 KVA voltage stabilizer; Accessories: Computer set with windows 10 and above, 17” LCD monitor, Analysis software, Laser jet printer, reflectance standard and UPS(Standardised Brands: Biomerieux, Becton Dickinson "or equivalent or higher") | Set
| Tips rack, Reusable, Autoclavable for tips 0.1 - 10μL, 34mm | Piece
| Aztreonam 30μg | 50/pkt
| Anaerobic jar: Capacity 2.5L, SS/Polypropylene | Piece
| Heater plate (coiled), Electric For preparation of media | Set
| Bunsen burner 3 mode system (Continuous/sensor/footswitch); Power Supply : 230V ± 6% , 50 Hz ± 1 % ; Power cord with 3 round pin top | Set
| Balance, Analytical, Electronic: Capacity: 200g; Readability: 0.01mg; Measuring units in gram; Response time: 1.0-16s; Adjustment with internal weights: fully automatic time and temperature controlled adjustment; Adjustment with external weights: custom weight; Linearization: automatic linearization with each internal adjustment; Sensitivity (temperature sampling pump drift): ± 1.0 ppm/°C; Sensitivity (long-term stability): ± 0.0001%; Free height above weighing pan: 55mm; Power supply: AC 220 - 240V, 50HZ Power cord with round 3 pin top | Set
| Enzyme immunoassay (EIA) analyser, Automated: ELISA plate processing; Pipettor used for diluting and/or dispensing samples and reagents; Incubation slots preset at 5°C, room temperature, or 37°C; 8 channel manifold washer; Microplate reader; 4 units 96 well microplates (pipetting, incubator, reading);1 unit independent washer and reader (two 8 nozzle manifolds); Liquid levels and presence of possible clots detection; Interface, Two-way connectivity to LIS; Certifications: CE, FDA, ISO, IEC or equivalent standards; Operational environmental conditions: Temperature 5-40°C; Relative humidity: 4 to <90%; Altitude 200-3000m; Atmospheric pressure 500-800mmHg; Power supply: AC 220V- 240V, 50Hz; Power cord with round 3 pin top | Set
| Membrane filtration assembly branch manifold SS; Universal base support SS; Transfer pump; Filter funnels 250mL; Tubing; Transparent silicone and sterile air filter 0.2μm pore size | Set
| Rapid test kit, TPHA: WHO prequalified; Assay type: Card test; Antibody type: Monoclonal antibodies; Specimen type: Serum/plasma; Detection type: Antibodies against the causative agent of syphilis | 100/Pkt
| Turbidimetry analyser, Automated: Measure 0.5 MacFarland turbidity standard; Power supply: 220 - 240V, 50Hz; Power cord with round 3 pin top. | Set
| Laboratory disinfectent solution | 5L
| Differential culture medium, Candida | 500g
| Columbia blood agar base | 500g
| Agar base, GC | 500g
| Bile esculin agar | 100g
| Bismuth sulphate agar | 500g
| Brain heart infusion agar | 500g
| Corn meal agar | 500g
| Mycosel agar | 500g
| Ampicilin 10mcg | 50/pkt
| Brain heart infusion broth | 500g
| Iodine solution, Grams | 125mL
| Stool container, Screw capped, With attached scoop, Sterile 20mL | 100/pkt
| Bottle with pouring ring and screw cap, 1000mL (Max. temp. 140°C) | Piece
| Auramine O | 25g
| Bottle with pouring ring and screw cap, 500mL (Max. temp. 140°C) | Piece
| Penicillin G 10 units | 50/pkt
| Rapid test kit, Kala Azar RK39 | 25/Pkt
| Test tube cap 12/13mm, Red | Piece
| Swab with wooden stick, Sterile | 100/pkt
| Test tube cap 12/13mm, Blue | Piece
| RPR floculation test kit Assay type: Macroscopic flocculation test; Antibody type: Monoclonal antibodies; Specimen type: Serum/plasma; Detection type: Anti-lipoidal antibodies | 30/pkt
| ELISA test kit, CMV, IgG | 96/pkt
| Sulfanilamide | 100gm
| ELISA test kit, Helicobacter pylori, IgG | 96/pkt
| ELISA test kit, Herpes, IgG | 96/pkt
| ELISA test kit, Rubella, IgG | 96/pkt
| Rapid test kit, HCV: WHO prequalified; Sensitivity 100%, Specificity >98%, Assay type: Rapid diagnostic test, Immunochromatography (lateral-flow testsorimmunofiltration); Antigen type: Recombinant proteins synthetic peptides core and NS3 and NS 5 antigens; Solid phase: membrane strip; Specimen type: Serum/plasma /blood. | 100/pkt
| Rapid test kit, HIV: WHO prequalified; Reference Lab evaluated; Sensitivity 100%, specificity >98%; Assay type: Rapid diagnostic test, Immunochromatography (lateral-flow tests or immunofiltration); Antigen type: Recombinant and synthetic peptides for HIV-1 gp41, HIV-1 gp120, and HIV-2 gp36; Solid phase: Nitrocellulose membrane strip ; Specimen type: Serum/plasma / whole blood, Detection type: combined detection of HIV-1/2 antibodies; Subtype detection: M N O subtypes. | 100/pkt
| TPHA kit: WHO prequalified; Assay type: Hemagglutination assay; Antibody type: Monoclonal antibodies; Specimen type: Serum/plasma; Detection type: Antibodies against the causative agent of syphilis | 96/Pkt
| Typhidot test for typhoid | 25/pkt
| Excela R acetone | 500mL
| ATCC BAA 1705, Klebsiella pneumoniae | Vial
| ATCC BAA1706, Klebsiella pneumoniae | Vial
| Mycobacterium fortutum | Vial
| ATCC 25923, Staphylococcus aureus | Vial
| Potassium iodate | 100g
| Sodium nitrate | 100g
| Reflectance standards for Bact/Alert system (A & B) | Piece
| ATCC 25922, Escherichia coli | Vial
| BD FACS count control | 25/pkt
| Escherichia coli type 0125:K70 (B15) | 2ml
| ATCC 27853, Pseudomonas aeruginosa | Vial
| Anaerobic chamber: Automatic pressure control; Audible and visual alarms for low gas pressure, continuous flow and gas demand; Timer controller for delivery of small volume of gas at predetermined interval; Oxygen reduction mechanism; Humidity control mechanism; Temp. range ambient 5°C -70°C, +/-0.2°C at 37°C; Temp. controller, Digital P.I.D., 4 Zone PID; LED display; Circulation fan 5 inch convection fan; Standard device, Vacuum pump, Glove, Catalyst pack; Circulator, Drilite Pack, Vacuum gauge, Pressure gauge, Glass shelf; Certifications: CE, FDA, ISO, IEC or equivalent standards; Operational environmental conditions: Temperature 5-40°C; Relative humidity: 4 to <90%; Altitude 200-3000m; Atmospheric pressure 500-800mmHg; Power supply: 220V- 240V, 50Hz; Power cord with 3 round pin top; Accessories: Filled different gas cylinder, 6 nos. each; Gas regulator 6 nos.; tubings | Set
| Balance, Analytical, Electronic: Capacity: 200g; Readability: 0.01mg; Measuring units in gram; Response time: 1.0-16s; Adjustment with internal weights: fully automatic time and temperature controlled adjustment; Adjustment with external weights: custom weight; Linearization: automatic linearization with each internal adjustment; Sensitivity (temperature sampling pump drift): ± 1.0 ppm/°C; Sensitivity (long-term stability): ± 0.0001%; Free height above weighing pan: 55mm; Power Supply : 230V ± 6% , 50 Hz ± 1 % ; Power cord with 3 round pin top | Set
| Biological safety cabinet, Class II, Type A2: With base console stand/wheels; Consisting of exhaust HEPA/ULPA filter; Negative pressure plenum, positive pressure plenum front opening; Standard inflow velocity 100 ft/min (0.51 m/s) ± 5 ft/min ( 0.025 m/s) ; Down flow velocity: 80 ft/min (0.40m/s) ± 5 ft/min ( 0.025 m/s); Airflow pattern: 70% circulation, 30% exhaust; Leakage rate ≤0.01%; Cleanliness level: Class 100/ISO 5; Noise Level: <52dB; The HEPA filter should have rated efficiency of 99.97% (or better) at 0.3 microns; UV germicidal lamp intensity: >40 microwatt/ sq.cm over the entire work surface; Construction: Electrogalvanized steel or mild steel, oven baked epoxy powder coated finish; Individual switches and indicator lamps for blower motor, florescent lamp and UV lamp; Audible and visual alarm for insufficient airflow, sash opening beyond the predetermined level, faulty conditions, power failure; Display usage of cabinet; Certifications: CE, FDA, ISO, IEC or equivalent standards; Operational environmental conditions: Temperature 5-40°C; Relative humidity: 4 to <90%; Altitude 200-3000m; Atmospheric pressure 500-800mmHg; Power Supply : 230V ± 6% , 50 Hz ± 1 % ; Power cord with 3 round pin top; 2 KVA voltage stabilizer; (Standardised Brands: The Baker Company, Thermofisher Scientific and Esco) | Set
| N-Naphthylethylenediamine dihydrochloride | 25g
| ELISA test kit, Hpylori antigen: Sensitivity 100% (89.3%-98.9%); Specificity: 96.1% (89.2%-98.7%); Sample: Stool | 96/Pkt
| Penicillin G 0.5μg | 50/pkt
| Lactophenol cotton blue | 125mL
| ELISA test kit, Anti-HCV WHO prequalified; Sensitivity 100%; Specificity >98%; Reference Lab evaluated; Assay type: 3rd generation Sandwich ELISA; Analytical sensitivity: must be less than 60 picograms/mL and /or less than 0.050IU/mL; Antigen type: Encoded with recombinant antigens to Core NS3, NS4 and NS 5 antigens; Solid phase: 12 x 8 microwell strips, Specimen type: Serum/plasma; Must detect genotypes 1, 3 and 6 distributed in Asian population and subtypes of HCV; Availability of internal controls both specimen and reagent addition controls | 96/pkt
| Micro-centrifuge tube, Screw cap 2mL: Ultra-clear polypropylene crips printed graduations, Centrifugeable upto 22,000 x g; Crystal clear graduation; Sterile; Leak proof O ring seal; Self standing; Caps assembled | 500/Pkt
| Rapid test kit, H. pylori: Sensitivity 97% (84.7%-99.5%); Specificity: 100% (95.9%-100%); Sample: Stool | 96/pkt
| Xpert SARS-CoV-2 catridge | 10/Pkt
| V factor disc | 50/pkt
| Gentamicin 10μ g | 50/pkt
| Vancomycin, E-test (CLSI) | 100/pkt
| Clarithromycin 15μg | 50/pkt
| MR-VP medium | 500g
| Ceftazidime/Calvunalic acid, 30/10μg | 50/pkt
| Cefuroxime 30μg | 50/pkt
| Chloramphenicol 30μg | 50/pkt
| XLD agar | 500g
| Centrifuge, General purpose, Benchtop: Swing out rotor; Bucket with various adapters for 50mL x 4 x 4; 15mL x 4 x 4 tubes and 5-10mL x14 x 4 tubes; Max. speed: 4,000RPM; Max. RCF 2,800g; Operation: Continuous, Timed or Program mode; Touch pad controls with digital display of speed and time; Auto lid release with sounder when rotor stops; Imbalance switch-off; Certifications, CE, FDA, ISO, IEC or equivalent standards; Operational Environmental conditions: Temperature (+5 to +40) deg celcius ,Relative Humidity ( 4 to < 90)%, Altitude ( 200 to 3000 ) mtrs, Atmospheric Pressure (500 to 800) mmHg ; Power Supply : 230V ± 6% , 50 Hz ± 1 % ; Power cord with 3 round pin top (Standardised Brands: DiaMed, Remi, Kubato, Clifton and Hettich Zentrifugen) | Set
| Biological safety cabinet, Class II, Type A2: With base console stand/wheels; Consisting of exhaust HEPA/ULPA filter; Negative pressure plenum, positive pressure plenum front opening; Standard inflow velocity 100 ft/min (0.51 m/s) ± 5 ft/min ( 0.025 m/s) ; Down flow velocity: 80 ft/min (0.40m/s) ± 5 ft/min ( 0.025 m/s); Airflow pattern: 70% circulation, 30% exhaust; Leakage rate ≤0.01%; Cleanliness level: Class 100/ISO 5; Noise Level: <52dB; The HEPA filter should have rated efficiency of 99.97% (or better) at 0.3 microns; UV germicidal lamp intensity: >40 microwatt/ sq.cm over the entire work surface; Construction: Electrogalvanized steel or mild steel, oven baked epoxy powder coated finish; Individual switches and indicator lamps for blower motor, florescent lamp and UV lamp; Audible and visual alarm for insufficient airflow, sash opening beyond the predetermined level, faulty conditions, power failure; Display usage of cabinet; Certifications: CE, FDA, ISO, IEC or equivalent standards; Operational environmental conditions: Temperature 5-40°C; Relative humidity: 4 to <90%; Altitude 200-3000m; Atmospheric pressure 500-800mmHg; Power Supply : 230V ± 6% , 50 Hz ± 1 % ; Power cord with 3 round pin top; 2 KVA voltage stabilizer; (Standardised Brands: The Baker Company, Thermofisher Scientific and Esco) (ITEM ID - 12462) | Set
| Methylene blue powder | 25gm
| Xpert - HIV1 Qual EID cartridge | 10/Pkt
| Yeast test kit | 25/Pkts
| Distillation unit, Mono distiller, Benchtop: Conductivity ≤2μs/cm; Thermostatic low water cut-off ; Impurity detection and cleaning of condenser; Internal chamber made of corrosion resistant material; Distillate withdrawal through outlet at the condenser; Evaporator easily accessible for cleaning purposes; Throughput: 4L/hour. Certifications, CE, FDA, ISO, IEC or equivalent standards;Housing made up of corrosion resitant material or epoxy coated; carbondioxide degassing; Accessories : Tubings for mains water supply connection (approx. 1/2 inch), drainage and distillate. Operational Environmental conditions: Temperature (+5 to +40) deg celcius ,Relative Humidity ( 4 to < 90)%, Altitude ( 200 to 3000 ) mtrs, Atmospheric Pressure (500 to 800) mmHg ; Power Supply : 230V ± 6% , 50 Hz ± 1 % ; Power cord with round 3 pin top (Standardised Brands: GFL and Cristofoli "or equivalent or higher" ) | Set
| Cefazolin 30μg | 50/pkt
| Ceftazidime 30μg | 50/pkt
| CD4 analyser: Detection: CD4 absolute count ,Range: CD4- 50 to 4000 cells/μl ; CD4 %, Range : 5 to 60 % and haemoglobin concentration, Range: 2 to 20 g/dl; Small and portable; throughput : Atleast 10 samples per hour; workstation for sample management and handling;Built in micro-printer and USB port; Operational Environmental conditions: Temperature (+5 to +40) deg celcius ,Relative Humidity ( 4 to < 90)%, Altitude ( 200 to 3000 ) mtrs, Atmospheric Pressure (500 to 800) mmHg ; Power Supply : 230V ± 6% , 50 Hz ± 1 % ; Power cord with 3 round pin (Standardised Brands: Alere Technologies "or equivalent or higher") | Set
| N-Acethyl-l-cysteine | 100gm
| N-naphthylethylenediamine dihydrochloride | 25gm
| Potassium Iodate | 100gm
| Safranin, 0.5% | 125mL
| Sodium Nitrate | 100gm
| Amyl alcohol | 500ml
| Basic fuchsin | 25gm
| Grams crystal violet | 125mL
| Ethidium Bromide | gm
| Grams iodine | 125mL
| Cefodoxime 30μg | 50/pkt
| Alberts stain B | 125mL
| Alberts stain A | 125mL
| Anaerobic gas generating kit | Packet
| Cefodoxime 10μg | 50/pkt
| Urea solution 40% | 5mL
| Azithromycin | 50/pkt
| Ciprofloxacin 1ug | 50/pkt
| Oxacillin, E-test (CLSI) | 100/pkt
| Vitamin growth supplement | g
| Blood free Camphylobacter selectivity Agar Base | 500g
| Nutrient broth | 500g
| Selenite broth | 500g
| Nutrient gelatin | 500g
| Lowenstein jensen medium base | 500g
| Cooked meat medium | 500g
| Urea broth base | 100g
| Lysin decarboxylase broth | 100g
| Tuberculin PPD dil 5TU per 0.1mL | 5mL
| Yeast extract-phosphate agar | 500g
| Steam sterilizer, Laboratory, Vertical, 80-110L: With microprocessor digital control and temperature display; Microprocessor control; Overheat shutoff and overpressure safety valve; Pressure lock; Vacuum removal on completion of cycle; Programmable temperature control; Operating temperature range: 100-132°C; Min. and max. water level to be indicated; External surfaces to remain at safe temperatures even when in use; Vacuum pump and vacuum sustainability diagnostic system; Safety systems for over pressure and heating; Filters for air intake and exhaust system; Alarms for power failure; Low water; door not closed; Pressure and/or Temperature out-limits; Sterilization cycle failure; End of sterilization cycle; SS basket; Certifications: CE, FDA, ISO, IEC or equivalent standards; Operational environmental conditions: Temperature 5-40°C; Relative humidity: 4 to <90%; Altitude 200-3000m; Atmospheric pressure 500-800mmHg; Power Supply : 230V ± 6% , 50 Hz ± 1 % ; 2 KVA voltage stabilizer (Standardised Brands: ABC Labo Corp, Tomy, Memmert "or equivalent or higher") | Set
Culture media
Growth supplements
Identification discs
Stains and chemicals
Plastic wares and others
Anti-sera
| BACT/ALERT PF Plus (Blood culture bottle) | 50/Pkts
Equipment specific reagents
Control strains
Reagents for CD4 counter
Clinical parasitology
| BACT/ALERT FA Plus (Blood culture bottle) | 50/Pkts
| Hektoen agar | 500g
| Urine container, Screw caped, Sterile 50mL | 500/pkt
| Laboratory incubator, Carbon dioxide: Capacity: 165L; Microprocessor controller; Temperature range: 5-60°C; CO2 range: 0 - 20%, +/-0.1%; CO2 detection system; Digitally adjustable and real time display of temperature and CO2; Humidity: up to 96% RH; Safety device with alarm: Over/under temp. protector, Gas high/low monitor, Water level monitor, power breaker; SS shelves; Certifications: CE, FDA, ISO, IEC or equivalent standards; Operational environmental conditions: Temperature 5-40°C; Relative humidity: 4 to <90%; Altitude 200-3000m; Atmospheric pressure 500-800mmHg; Power supply: 220V- 240V, 50Hz; Power cord with round 3 pin top; Accessories: CO2 gas regulator, 2 Nos. tubings, key and wrench | Set
| Centrifuge, Refrigerated, Benchtop: Digital display and microprocessor control panel; 4 place swing out rotor with maximum capacity of 4 x 600mL; Max. RPM/RCF: 15000/24400 x g; Temperature control: -20°C to 40°C; Stand by cooling; Bucket: 4 buckets with biocontainment lid; Operation: Continuous, Timed or Program mode; Touch pad controls with digital display of speed and time; Auto lid release with sounder when rotor stops; Imbalance switch-off; Changeable tube adapters: 2 x 5 x 50mL and 2 x 13 x 15mL tubes; CFC free refrigerant; Certifications: CE, FDA, ISO, IEC or equivalent standards; Operational environmental conditions: Temperature 5-40°C; Relative humidity: 4 to <90%; Altitude 200-3000m; Atmospheric pressure 500-800mmHg; Power supply: AC 220V- 240V, 50Hz; Power cord with round 3 pin top; Appropriate voltage stabilizer | Set
| Centrifuge, Refrigerated, Benchtop: Swing out rotor with 4 buckets and adpaters of size : 600mlX 4 Digital display and microprocessor control panel; maximum capacity of 4 x 600mL; Max. RPM/RCF: 15000/24400 x g; Temperature control: -20°C to 40°C; Stand by cooling; Bucket: 4 buckets with biocontainment lid; Operation: Continuous, Timed or Program mode; Touch pad controls with digital display of speed and time; Auto lid release with sounder when rotor stops; Imbalance switch-off; Changeable tube adapters: 2 x 5 x 50mL and 2 x 13 x 15mL tubes; CFC free refrigerant; Certifications: CE, FDA, ISO, IEC or equivalent standards; Operational environmental conditions: Temperature 5-40°C; Relative humidity: 4 to <90%; Altitude 200-3000m; Atmospheric pressure 500-800mmHg; Power supply: AC 220V- 240V, 50Hz; Power cord with round 3 pin top; Appropriate voltage stabilizer | set
| Ice maker: Production: 250L/day; Storage capacity 125L; Material (IN): SS, (OUT): Steel plate with powder coating; Door: front sliding door; Safety device, Power breaker, Water level monitor, Inventory level monitor; CFC free refrigerant; Power supply: AC 220V- 230V, 50-60Hz; Power cord with round 3 pin top; Appropriate voltage stabilizer | Set
| Micro-pipette tip 0.1-10μL with filter, Pre-sterilized, Free from DNAse/RNAse | Piece
| Micro-pipette tip 0.5-20μLwith filter, Pre-sterilized, Free from DNAse/RNAse | Piece
| Blood culture system, 60 cells: Automated modular system with fluorescence/colorimetric for culturing of bacteria and yeast fungi; Manage the bottle handling functions such as loading and unloading bottles and regulates the temperature of the system; Minimum 60 cells in separate or one drawer module; Configured independently to test blood culture and body fluid cultures; Basic data management function; Interface to the LIS and bar code reader; Operating system compatible with LIS; Analyser should have atleast one RS232 or network port. Ethernet adaptor compatible with host computer and analyser for bidirectional interface to LIS /HIS; Inbuilt printer or External printer for patient results and QC reports, LIS compatible; One desktop set with OS Windows 10 or above; LIS interfacing for complete analyzer system should be done by the company or bear the expenses incurred such as the cost of the handler and installation if the company is not able to carry out the same;Certifications: CE, FDA, ISO, IEC or equivalent standards;Operational Environmental conditions: Temperature (+5 to +40) deg celcius ,Relative Humidity ( 4 to < 90)%, Altitude ( 200 to 3000 ) mtrs, Atmospheric Pressure (500 to 800) mmHg ; Power Supply : 230V ± 6% , 50 Hz ± 1 % ; Power cord with 3 round pin top; Single phase 2 KVA stabilizer with output voltage: 230 +/- 6% , 50 Hz; Accessories: Analysis software.(Standardised Brands: Biomerieux, Becton Dickinson "or equivalent or higher") | Set
| Blood culture system, 60 cells: Automated modular system with fluorescence/colorimetric for culturing of bacteria and yeast fungi; Manage the bottle handling functions such as loading and unloading bottles and regulates the temperature of the system; Minimum 60 cells in separate or one drawer module; Configured independently to test blood culture and body fluid cultures; Basic data management function; Interface to the LIS and bar code reader; Operating system compatible with LIS; Analyser should have atleast one RS232 or network port. Ethernet adaptor compatible with host computer and analyser for bidirectional interface to LIS /HIS; Inbuilt printer or External printer for patient results and QC reports, LIS compatible; One desktop set with OS Windows 10 or above; LIS interfacing for complete analyzer system should be done by the company or bear the expenses incurred such as the cost of the handler and installation if the company is not able to carry out the same;Certifications: CE, FDA, ISO, IEC or equivalent standards;Operational Environmental conditions: Temperature (+5 to +40) deg celcius ,Relative Humidity ( 4 to < 90)%, Altitude ( 200 to 3000 ) mtrs, Atmospheric Pressure (500 to 800) mmHg ; Power Supply : 230V ± 6% , 50 Hz ± 1 % ; Power cord with 3 round pin top; Single phase 2 KVA stabilizer with output voltage: 230 +/- 6% , 50 Hz; Accessories: Accessories: Analysis software (Standardised Brands: Biomerieux, Becton Dickinson "or equivalent or higher") | Set
| Anaerobic chamber: Air tight chamber with oxygen concentration 0 -5 ppm; air locking mechanism for gloves; Anerobix Mixed gas regulator (AMG); Automatic pressure control; Audible and visual alarms for low gas pressure, continuous flow and gas demand; Timer controller for delivery of small volume of gas at predetermined interval; Oxygen reduction mechanism; Humidity control mechanism; Temperature range adjustable : 5°C to 70°C with working temperature 37°C +/-0.2°C ; Temp . controller, Digital P.I.D; LED/LCD display; Circulation fan 5 inch convection fan; Standard device, Vacuum pump, Glove, Catalyst pack; Circulator, Drilite Pack, Vacuum gauge, Pressure gauge, Glass shelf; Certifications: CE, FDA, ISO, IEC or equivalent standards; Temperature (+5 to +40) deg celcius ,Relative Humidity ( 4 to < 90)%, Altitude ( 200 to 3000 ) mtrs, Atmospheric Pressure (500 to 800) mmHg ;Power Supply : 230V ± 6% , 50 Hz ± 1 % ; Power cord with 3 round pin top Accessories: 1 Nos. each of filled gas cylinders (Hydrogen/Nitrogen depending on the design of the equipment and Carbondioxide) for installation and commissioning; Standard Hydrogen/ Nitrogen and Carbondioxide Gas regulators (1 each); complete set of gas tubings | Set
| Enzyme immunoassay (EIA) analyser, Automated: ELISA plate processing; Should have an open system for different makes of test kits & manual over ride; Pipettor used for diluting and/or dispensing samples and reagents; atleast 5 racks for approx.300 μl, approx.1100μl and for mixed use; Incubation slots preset at 5°C, room temperature, or 37°C; 8 channel manifold washer; Microplate reader; 4 units 96 well microplates (pipetting, incubator, reading);1 unit independent washer and reader (two 8 nozzle manifolds); Liquid levels and presence of possible clots detection; QA anlaysis: Mean, SD, CV, standard error and Levy-Jennings; Operating system compatible with LIS; Analyser should have atleast one RS232 or network port. Ethernet adaptor compatible with host computer and analyser for bidirectional interface to LIS /HIS; Inbuilt printer or External printer for patient | Set
| Blood culture system, 120 cells: Automated modular system with fluorocesence/colorimetric for culturing of bacteria and yeast fungi; Manage the bottle handling functions such as loading and unloading bottles and regulates the temperature of the system; Minimum 120 cells in separate or one drawer module; Configured independently to test blood culture and body fluid cultures; Basic data management function; Interface to the LIS and bar code reader; Operating system compatible with LIS; Analyser should have atleast one RS232 or network port. Ethernet adaptor compatible with host computer and analyser for bidirectional interface to LIS /HIS; Inbuilt printer or External printer for patient results and QC reports, LIS compatible; One desktop set with OS Windows 10 or above; LIS interfacing for complete analyzer system should be done by the company or bear the expenses incurred such as the cost of the handler and installation if the company is not able to carry out the same; Certifications: CE, FDA, ISO, IEC or equivalent standards; Operational Environmental conditions: Temperature (+5 to +40) deg celcius ,Relative Humidity ( 4 to < 90)%, Altitude ( 200 to 3000 ) mtrs, Atmospheric Pressure (500 to 800) mmHg ; Power Supply : 230V ± 6% , 50 Hz ± 1 % ; Power cord with 3 round pin top; Single phase 2 KVA stabilizer with output voltage: 230 +/- 6% , 50 Hz; Accessories: Analysis software. (Standardised Brands: Biomerieux, Becton "or equivalent or higher") | Set
| Piperacillin/tazobactam 100/10µg | 50/Pkt
| Auramine O (high purity) | 25gm
| Glycerol (reagent grade) | 500ml
| Potassium permanganate | 500gm
| Fan aerobic for BD actee FX40 (Blood culture bottle for Adult) | 50/Pkts
| Hecton enteric agar | 500g
| Peptone water, Buffered | 1L
| Laboratory disinfectent solution | 5L
| Consumables for GeneXpert (Cepheid) | Section header
| Xpert MTB/RIF cartridge | 10/Pkt
| Xpert HIV-1 Viral Load cartridge | 10/Pkt
| Cefotoxime/Calvunalic acid 30/10μg | 50/pkt
| Pediatric-Fan for BD Bactec FX 40 (blood culture bottle) | 50/Pkts
| Viral load kit, Hepatitis: For the detection of HBV DNA using PCR on the compatible RT-PCR system; For specific amplification of a 134-bp region of the HBV genome, and for the direct detection of the specific amplicon in fluorescence channel cycling green; For 24 reactions; Master, 5 Quantitation standards; Internal control, Water (PCR grade); Validated sample type, EDTA plasma; Analytical sensitivity 3.8IU/mL; Linear range: 1.1 to >4x109IU/mL; Specificity: HBV genomes A-H | 24/Pkt
| Rapid test kit, Echinococcus: 100% specificity and 100% sensitivity, Immunochromatography (lateral-flow tests or immunofiltration); Specimen type: Serum/plasma/whole blood | 30/Pkt
| CD4 Machine: Detection: CD4, % CD4 and haemoglobin; Small and portable; Built in micro-printer and USB port; Operates in extreme conditions (up to 40°C temperature and 95% humidity); Power supply: AC 220V- 240V, 50Hz; Power cord with 3 round pin top | Set
| Rapid test kit, Dengue Combo (NS1 Ag+IgM/IgG): Sensitivity 100%, Specificity >98%, Assay type: Rapid Diagnostic Test, Immunochromatography (lateral-flow tests or immunofiltration); Detection of dengue virus in all clinical stages using both dengue NS1 antigen and anti-dengue antibodies (IgM/IgG) with one device; Solid phase: membrane strip; Specimen type: Serum/plasma /blood | 96/Pkt
| Diagnostic test kit, HIV-1/2, Invitro, Sensitivity 100%, Specificity >98%, Reference Lab evaluated, WHO prequalified | 96/pkt
| Inoculating-loop sterilizer, Infrared: Power Supply : 230V ± 6% , 50 Hz ± 1 % ; Power cord with 3 round pin top | Set
| Biological safety cabinet, Class II, Type A2: With base console stand/wheels; Consisting of exhaust HEPA/ULPA filter; Negative pressure plenum, positive pressure plenum front opening; Standard inflow velocity 105 fpm (0.53 m/s); Down flow velocity: 0.45m/s, 55+/- 5FPm; Airflow pattern: 70% circulation, 30% exhaust; Leakage rate ≤0.01%; Cleanliness level: Class 100/ISO 5; Noise Level: <52dB; The HEPA filter should have rated efficiency of 99.97% (or better) at 0.3 microns; UV germicidal lamp intensity: >40 microwatt/ sq.cm over the entire work surface; Construction: Electrogalvanized steel or mild steel, oven baked epoxy powder coated finish; Individual switches and indicator lamps for blower motor, florescent lamp and UV lamp; Audible and visual alarm for insufficient airflow, sash opening beyond the predetermined level, faulty conditions, power failure; Display usage of cabinet; Certifications: CE, FDA, ISO, IEC or equivalent standards; Operational environmental conditions: Temperature 5-40°C; Relative humidity: 4 to <90%; Altitude 200-3000m; Atmospheric pressure 500-800mmHg; Power Supply : 230V ± 6% , 50 Hz ± 1 % ; Power cord with 3 round pin top; 2 KVA voltage stabilizer; Accessories: HEPA Filter (1 no.) dimensions same as above, Prefilters (2 nos.) Standardised Brands: The Baker Company, Thermofisher Scientific and Esco) | Set
| Nucleic Acid Extraction and purification kits. Features: Concentration of nucleic acids, with high input and low elution volumes. Efficient recovery of fragmented DNA and RNA. No organic extraction or ethanol precipitation. Removal of contaminants and inhibitors. Applications: Kit purifies and concentrates nucleic acids from the following sample types: Human plasma and Serum. | Packet (50/preps)
| Real time PCR system Calibrated dye: Cy3, Cy5, FAM, JOE, NED, ROX, SYBR Green, TAMRA, Texas Red, VIC; Capacity: 1 x 96-well plate (Fast), 12 x 8-tube strips; Dynamic range: 9 logs of linear dynamic range; ; Format: 8-well strips, 96-well plate; Optics: CCD Camera, Five excitation and five emission filters, Halogen light source; Passive reference dye: Other passive reference dye, ROX (Pre-mixed), ROX (Separate tube); Peak block ramp rate: 5.5°C⁄sec; Precision: Distinguish between 5,000 - 10,000 genome equivalents (two-fold copy no. difference) with 99.7% confidence; Product size: 1 system; Reaction speed: Fast, Standard; Reaction volume range: 10-30µL; Run time: <2 hrs (Standard), 36min (Fast); Sample ramp rate: Fast mode: ± 3.5°C⁄sec; Standard mode: ± 1.6°C⁄sec; Sensitivity: Down to 1 copy of human RNAse P gene; Temp. accuracy: ±0.5°C; Temp. range: 4 - 99.9°C; Temp. uniformity: ±1°C; Thermal cycling system: Peltier-based system; Throughput: 4 to 5; 96-well plates per day; Certifications: CE, FDA, ISO, IEC or equivalent standards; Operational environmental conditions: Operational Environmental conditions: Temperature (+5 to +40) deg celcius ,Relative Humidity ( 4 to < 90)%, Altitude ( 200 to 3000 ) mtrs, Atmospheric Pressure (500 to 800) mmHg ; Power Supply : 230V ± 6% , 50 Hz ± 1 % ; Power cord with 3 round pin top; Single phase 2 KVA Online UPS with atleast 6 Nos of 12V 9Ah batteries; Output voltage: 230 +/- 6% , 50 Hz; noise:<50dBA; Efficiency;minimum 85%; One desktop set for use with the PCR System with compatible software | Set
| Blood culture system, 120 cells: Automated modular system with fluorocesence/colorimetric for culturing of bacteria and yeast fungi; Manage the bottle handling functions such as loading and unloading bottles and regulates the temperature of the system; Minimum 120 cells in separate or one drawer module; Configured independently to test blood culture and body fluid cultures; Basic data management function; Interface to the LIS and bar code reader; Certifications: CE, FDA, ISO, IEC or equivalent standards; Operational environmental conditions: Temperature 5-40oC; Relative humidity: 4 to <90%; Altitude 200-3000m; Atmospheric pressure 500-800mmHg; Power supply: AC 220V- 230V, 50-60Hz; Power cord with round 3 pin top; Appropriate voltage stabilizer; Accessories: Computer set with windows 10 and above, 17inch LCD monitor, Analysis software, Laser jet printer, reflectance standard and UPS (Standardised Brands: Biomerieux and Becton) | Set
| Amikacin 30mcg | 50/pkt
Antibiotic discs
Glasswares
| Rapid test kit, HBsAg: WHO prequalified; Sensitivity 100%; Specificity >98%; Assay type: Rapid Diagnostic Test, Immunochromatography (lateral-flow tests or immunofiltration) Antibody type: monoclonal; Solid phase: Nitrocellulose membrane strip; Specimen type: Serum/plasma from venous whole blood. | 100/pkt
Test kits
| Microscope, Binocular, Dark field: Phase contrast, dark field and bright field; Illumination with objectives: 4X, 10X, 40X and 100X; Eye piece: 10X; Power supply 220 - 240V, 50Hz; Power cord with round 3 pin top | Set
| Arginine decarboxylase broth | 100g
| Hippurate hydrolysis broth | 100g
| Malonate broth | 100g
| Thioglycollate broth | 100g
| Steam sterilizer, Laboratory, Vertical, 50-60L: Microprocessor control; Overheat shutoff and overpressure safety valve; Pressure lock; Vacuum removal on completion of cycle; Programmable temperature control; Temperature range, 100-132°C; Min. and max. water level to be indicated; External surfaces to remain at safe temperatures even when in use; Vacuum pump and vacuum sustainability diagnostic system; Safety systems for over pressure and heating; Filters for air intake and exhaust system; Alarms for power failure; Low water; door not closed; Pressure and/or Temperature out-limits; Sterilization cycle failure; End of sterilization cycle; SS basket; Certifications: CE, FDA, ISO, IEC or equivalent standards; Operational environmental conditions: Temperature 5-40°C; Relative humidity: 4 to <90%; Altitude 200-3000m; Atmospheric pressure 500-800mmHg; Power supply: AC 220V- 240V, 50Hz; Power cord with round 3 pin top; Appropriate voltage stabilizer (Standardised Brands: ABC Labo Corp, Tomy and Memmert) | Set
| Spiral platter: Syringe capacity: 1000μL; Preset volume dispensed: 50 or 100μL; Counting range: from 300-1.3x105CFU/mL; Plating cycle: 1 disinfection + 1 sample intake + 1 plating: 25s compatible for 90mm petri dish; Overflow technology: up to 8 bars; Distilled water autonomy: 600 cycles (2L bottles); Successive plating capacity with the same sample: up to 20 petri dishes (50μL); Automatic disinfection program, exponential deposition mode and circle deposition mode; With all standard accessories; Power supply 220 - 240V, 50Hz; Power cord with round 3 pin top. | Set
| Soyabean casein digest medium with sps | 500g
| Cystein lactose agar, Electrolyte deficient | 500g
| Rapid test kit, Dengue Combo (NS1 Ag+IgM/IgG): Sensitivity 100%, Specificity >98%, Assay type: Rapid Diagnostic Test, Immunochromatography (lateral-flow tests or immunofiltration); Detection of dengue virus in all clinical stages using both dengue NS1 antigen and anti-dengue antibodies (IgM/IgG) with one device; Solid phase: membrane strip; Specimen type: Serum/plasma /blood | 25/pkt
| Acetone, ExcelaR | 500ml
| Mycobacterial detection system, Fully automated: For the rapid detection of mycobacteria in clinical specimens other than blood as well as antimicrobial susceptibility testing of anti-tuberculosis drugs known as S.I.R.E., I.R., and PZA; Non-radiometric; Annual capacity of 8,300 tubes; Include instrument, Starter kit, and AST starter kit | Set
| Rapid test kit, Leptospirosis (IgG/IgM Combo): 100% specificity and 100% sensitivity, Immunochromatography (lateral-flow tests or immunofiltration); Detection and differentiation of IgG and IgM antibodies to Leptospira interrogans in human serum, plasma or whole blood; Reading time: 10-15mins | 96/Pkt
| Ice maker Production: 250L/day; Storage capacity 125L; Material (IN): SS, (OUT): Steel plate with powder coating; Door: front sliding door; Safety device, Power breaker, Water level monitor, Inventory level monitor; CFC free refrigerant; Certifications: CE, FDA, ISO, IEC or equivalent standards; Operational environmental conditions: Temperature 5-40oC; Relative humidity: 4 to <90%; Altitude 200-3000m; Atmospheric pressure 500-800mmHg; Power supply: AC 220V- 230V, 50-60Hz; Power cord with round 3 pin top; Appropriate voltage stabilizer | Set
| Cary-Blair medium | 500g
| Electrophoresis chamber, Semi-automated: 100 hour up/down timer; Voltage adjustable from 40-120V; Precise digital control;Power Supply : 230V ± 6% , 50 Hz ± 1 % ; Power cord with 3 round pin | Set
Equipment (Microbiology)
| Sabrouad dextrose agar | 500g
| Sabrouad dextrose agar with antibiotic supplements | 500g
| Simmons citrate agar | 100g
| Rice extract agar | 500g
| Nutrient agar | 500g
| Modified CCDA agar | 500g
| Potato dextrose agar | 500g
| Mueller hinton agar | 500g
| Mycobacterial detection system, Automated: For the rapid detection of mycobacteria in clinical specimens other than blood as well as antimicrobial susceptibility testing of anti-tuberculosis drugs known as S.I.R.E., I.R., and PZA; Non-radiometric; Annual capacity of 8,300 tubes; Include instrument, Starter kit, and AST starter kit; Power supply: 220-240V, 50Hz; Power cord with 3 pin plug | Set
| Centrifuge, Micro-sample, Benchtop: Fixed angle rotor: 24 x ≤ 2.0mL; Rotor speeds: atleast 14,000RPM; Acceleration/Deceleration: < 15 secs; Rotor speed ramped up/down in 9/10 steps; Noise level: < 60dB; Timer and speed selection from preset programs or programmable; Operation: Continuous, Timed, Pulse or Program mode; Easy to use touch pad controls with real time digital display of rotor speed, time and program; Auto lid release with audible indication when rotor stops; Imbalance switch-off; Power Supply : 230V ± 6% , 50 Hz ± 1 % ; Power cord with 3 round pin | Set
| Triple sugar iron agar | 100g
| Rotary mixer Digital timer and speed display; Speed 2 to 40RPM; Timer: 1-999 minutes; Fully adjustable mixing angle; Choice of tube holders to hold a number of different sized tubes; Power supply 220 - 230V, 50-60Hz; Power cord with 3 round pin top | Set
| Media dispenser: Dose volume: 50μL- 99L; Dispensing modes: Continuous multi-dose; Multi-dose pause: Adjustable from 0.1-99.9 s with single pump head; Precision with 3.2mm; ID tube: 9mL: 1.8 % - 18 mL: 1 % - 225 mL: 0.5 %; Flow rates: 1.5mL/min.-1.25 L/min; Rotation per minute: 10-550RPM; Tubing inner diameter: 1-8mm; Tubing wall thickness: 1.6mm tubings for pump head; Power supply 220 - 240V, 50Hz; Power cord with round 3 pin top | Set
| ELISA test kit, TPHA WHO prequalified; Reference Lab evaluated; Sensitivity >96.0% and Specificity >99.0%. Detection: specific antigens of T. pallidum; Specimen type: Serum/plasma / whole blood; Easy to use on automated & semiautomated processor; Colour coded reagents to monitor procedural steps; Solid phase: 12 x 8 microwell strips, unique Break-away wells; Availability of internal controls both specimen and reagent addition controls | 96/pkt
| Microplate reader, Semi-automated: Absorbance; Read method: End point, kinetic, linear scanning; Microplate type: 96 well plate; Reading speed: 8 single wavelengths, 18 double wavelength; Measurement system: 8-channel optical system; Wave length range: 300 - 700nm; Filters nm: 340, 405, 450, 492, 630; Filter capacity 6-filter capacity wheel; Light source: Tungsten halogen; Shaking: Low, Medium, High and variable speeds; Reading range: Absorbance range. Abs; 0.000 - 4.000; Dynamic range: 0 to 4.0 OD; Optical Density (OD) accuracy <1% at 2.5 OD typical; Reading speed: 8 seconds interval; Large LCD display with touch screen; External printer compatible to reader; Power supply 220 - 240V, 50Hz; Power cord with round 3 pin top and suitable voltage stabilizer (Standardised Brands: Bio-Tek) | Set
| Haemoglobin powder | 100g
| Gel photo documentation system Gel imaging system; PC inclusing darkroom, camera, cables, image lab software; samples trays with complete accessories, printers and thermal papers | Set
| Laboratory incubator, Shaking: Microprocessor controlled; PID temperature controller; Temperature range: 15 - 60°C ±2˚C; Capacity: 45 - 55L; Over temperature cut-out with audible alarm; programmable shaking frequency up to 250RPM; Certifications: CE, FDA, ISO, IEC or equivalent standards; Operational environmental conditions: Temperature 5-40°C; Relative humidity: 4 to <90%; Altitude 200-3000m; Atmospheric pressure 500-800mmHg; SS shelves; Power supply: AC 220V- 240V, 50Hz; Power cord with round 3 pin top | Set
| VITEK MS/MALDI TOF: Laser: 337 nm nitrogen laser, fixed focus; Maximum pulse rate - 50 Hz (50 laser shots per second); Near normal (on-axis) incidence of the laser beam to the sample; Laser power and laser aim under software control. Analyzer: Linear flight tube of 1.2 m drift length.Vacuum maintained by two turbomolecular pumps (nominal 250 l/s) with rotary backing. Beam blanking to deflect unwanted high intensity signals (e.g. matrix ions). Dimensions Size - 0.7 m x 1.92 m x 0.85 m, minimum distance to wall at back is 100 mm. Weight - 330 kg excluding data system. Electrical 200 VAC, 50/60 Hz, 1000 VA single phase (OR); 230 VAC, 50/60 Hz, 1000 VA single phase. A clean, stable, and continuous mains supply is required for reliable operation; Temperature - ambient 18° to 26° C. Relative humidity - less than 70% non-condensing. Vibration free, firm, level floor, at least 330 kg supported at four points. Mass Range 1 to 500 kDa. | Set
| Micro-pipette, Adjustable 0.1 - 2.5μL: Full volume range with tip ejector; Volume adjustment: few turns to reach from maximum to minimum level | Piece
| Micro-pipette, Adjustable, 8 Channels 50 - 200μL: Full volume range with tip ejector; Volume adjustment: few turns to reach from maximum to minimum level | Piece
| Micro-pipette Adjustable 2 - 25 μL: Full volume range with tip ejector; Volume adjustment: few turns to reach from maximum to minimum level | Piece
| Microscope, Binocular, Fluorescence light: With DAPI, FITC,T RITC filter illuminator with photography and imaging system; Objectives: Anti-mold Plan Achromat 10X, 20X, 40X, 100X Oil; Eye piece with anti-mold 10X, 12 X; LED illumination; Power Supply 220 - 240V, 50Hz; Power cord with 3 round pin top (Standardised Brands: Nikon) | Set
| MacConkey agar with CV & Bile salt | 500g
| DNAse agar test with toludine blue | 100g
| Agar, Inhibitory mould | 500g
| CD4 analyser: Detection: CD4, CD4 % and haemoglobin; Small and portable; Built in micro-printer and USB port; Operates in extreme conditions; Power Supply : 230V ± 6% , 50 Hz ± 1 % ; Power cord with 3 round pin top (Standardised Brands: Alere Technologies or equivalent or higher) | Set
| Microplate washer, Semi-automated: 96 wells plate washer; Wash programs: up to 40; Wash cycles up to 9; Fluid flow rates; variable, 150-1000uL/well/s; Dispense volume: 50 - 450µL in 1µL increments; Dispensing accuracy <5% at 300µl; Display: LCD display with touch screen; Automatic internal four buffer switch; Washing-manifold type 1 x 8 manifold; Soaking time programmable in minutes and up to 60 seconds; Washing speed: 3 aspirate and dispense cycles >300µL/well of 96 wells, 8 tube manifold till final aspirate time: ≤130 seconds; Power supply 220 - 240V, 50Hz; Power cord with 3 round pin top (Standardised Brands: Bio-Tek) | Set
| MacConkey agar without salt | 500g
| Ornithine decarboxylase broth | 100g
| Oxidative fermentative basal medium | 100g
| Agarose | 100g
| Methyl red, peptone, dextrose, potassium, l napthol broth | 500g
| Bolton broth | 500g
| Nitrate broth | 500g
| Luria-Bertani broth | 100g
| Penicillin, E-test (CLSI) | 100/pkt
| Ceftriaxone 0.5μg | 50/pkt
| Ceftriaxone, E-test (CLSI) | 100/pkt
| Cefotoxime, E-test (CLSI) | 100/pkt
| Esculin base medium | 500g
| Haemophilus test medium | 500g
| Antigen test kit, Bacterial | 50/pkt
| Agumentin | 50/pkt
| SIM medium | 500g
| VCNT supplement | g
| TCBS cholera medium | 100g
| Alkaline peptone water | 100mL
| Meropenem, E-test (CLSI) | 100/pkt
| Cefoparazone 30μg | 50/pkt
| Cefpirome 30μg | 50/pkt
| Cefixime 5μg | 50/pkt
| Carbenicillin 100μg | 50/pkt
| Cefepime 30μg | 50/pkt
| Cefoxitin 10μg | 50/pkt
| Cefotaxime 30μg | 50/pkt
| Differential culture medium, ESBL | 500g
| Erythromycin 15μg | 50/pkt
| Ceftriaxone 30μg | 50/pkt
| Doxycycline 30μ g | 50/pkt
| Ciprofloxacin 5μg | 50/pkt
| Cephalexin 30μg | 50/pkt
| Cotrimoxazole 25μg | 50/pkt
| ELISA test kit, Soluble urokinase plasminogen activator receptor (SuPAR): Detect specifically the active form suPAR, which binds to its natural ligand uPA; The intra CV and inter CV should be 8.5% and 9.6% respectively, and the assay to recover 99.74% of added recombinant suPAR from 10% plasma; Sensitivity: 15 pg/mL of suPAR, and can measure suPAR concentrations in the range of 0.031 - 8 ng/mL with high linear relationship | 96/Pkt
| Clindamycin 2μg | 50/pkt
| ELISA test kit, Anti-PLA2R(IgG): For quantitative determination of the anti-PLA2R antibody titer and suitable for diagnosis of nephropathy and therapy monitoring | 96/Pkt
| Differential culture medium, Enterobacteriaceae | 500g
| Meropenem 10μg | 50/pkt
| ELISA test kit, Anti-double stranded (ds) DNA antibodies: Principle: Indirect; Antigen Coated Plate; Semi quantitative- Positive, Negative and Cut-off; Sample:10μL serum; Sensitivity:100%; Specificity: 97.9%; Total time: 65 min approx. | 96/Pkt
| Imipenem 10μg | 50/pkt
| E-Coli 0483P ATCC 8739 - 1 strips | Packet
| VITEK - MS - 411721 - Silica Orange Gel 500gram | Box
| VITEK MS- FA - 411072 5x0.5ml | Box
| VITEK MS - CHCA - 411071 5x0.5ml | Box
| VITEK MS - DS - 410893 - 8x4 target slides | Box
| Gentamicin 120μg | 50/pkt
| Oxacillin 1μg | 50/pkt
| Nitrofurantoin 300μg | 50/pkt
| Nalidixic acid 10μg | 50/pkt
| ELISA test kit, Bone alkaline phosphatase: Assay Type: Sandwich; Detection range: 3.12-200ng/mL; Sensitivity: < 1.875ng/mL | 96/Pkt
| ELISA test kit, Human Erythropoietin: For quantitative measurement of Human Erythropoietin concentrations in cell culture supernatan; Assay type: Sandwich (quantitative); Detection method: Colorimetric; Sensitivity: 0.4µIU/mL; Range: 1.6-100µIU/mL; Sample type: Cell culture supernatant, Plasma, Serum | 96/Pkt
| Novobiocin 5μg | 50/pkt
| ELISA test kit, Anti-mitochondial antibody: Principle: Indirect; Antigen Coated Plate; Qualitative elisa assay: Positive, low positive, negative; Sample: 10μL; Sensitivity and specificty: 100% and 100% respectively; Total testing time: 60 min | 96/Pkt
| ELISA test kit, Anti-phospholipid, IgG and Ig M antibody: Principle: Indirect; Antigen coated plate; Semi quantitative: Positive, Negative and Cut-off; Sample:10μL, Serum; Senstivity: IgG: 91.8%; IgM: 53.4% and specificity IgG: 97.3%, IgM: 96.7%; Total time: 65 min approx. | 96/Pkt
| Norfloxacin 10μg | 50/pkt
| ELISA test kit, Anti-Smith antibody: Principle: Indirect; Antigen coated plate; Semi quantitative: Positive, Negative and Cut-off; Sample:10μL serum; Sensitivity: 100%; Specificity: 99.3%; Total time: 60 min approx. | 96/Pkt
| ELISA test kit, Cardiolipin IgG, IgA and IgM antibody: Principle: Peroxidase conjugated; Semi-Quantitative/Qualitative elisa assay- Positive, Negative and Cut-off; Sample: 10μL serum; Sensitivity:1.0U/mL; Specificity: 98.50%; Total test time: approx 90 minutes. | 96/Pkt
| ELISA test kit, Human PR3 (c-ANCA): Principle: Indirect; Antigen coated plate, Semi-quantitative: Positive, Negative and Cut-off; Sample:10μL serum; Senstivity: 98.20% and specificity 95.6%; Total time: 80 min approx. | 96/Pkt
| ELISA test kit, Human Anti-nuclear antibody (ANA) Screen: Principle: Indirect; Antigen coated plate; Qualitative ELISA assay: Positive, Negative and Cut-off; Sample: 10µL serum; Sensitivity: 96.6%; Specificity :100%; Total time:135 min approx. | 96/Pkt
| Bacitracin disc | 50/pkt
| Amies Agar Gel Transport Swab | 500/Pkt
| Alberts stain B | 125mL
| Oxidase disc | 50/pkt
| Optochin disc | 50/pkt
| Alberts stain A | 125mL
| X factor disc | 50/pkt
| X+V factor disc | 50/pkt
| Nitrocefin beta-lactamase | 50/pkt
| Basic fuchsin | 25g
| Amyl alcohol | 500mL
| Anaerobic indicator | 50/pkt
| Lactophenol cotton blue | 125mL
| Glycerol, Reagent grade | 500mL
| Antibiotic zone scale | Piece
| Ethidium bromide | g
| Tween 80, High grade | 500g
| Gas generating kit, Anaerobic | Packet
| Spore strip | 100/pkt
| N-acetyl, L-cysteine | 500g
| Methylene blue powder | 25g
| Safranin 0.5% solution | 125mL
| Ox gall, High grade | 500g
| Potassium permanganate | 500g
| Phenol crystals | 500g
| Test tube cap 12/13mm, Silver | Piece
| Cylinder with regulator, Mixed gas (5 % Oxygen, 15% CO2, 85% Nitrogen) | Piece
| Falcon conical tube, Polypropyline, 15mL | Piece
| Falcon conical tube, Polypropyline, 50mL | Piece
| Metal loop, Changeable | Piece
| Gas regulator for mix gas cyclinder | Piece
| Pipette, Sterile, Disposable, 5mL (Individually wrapped) | 100/pkt
| Micro-conical tube, safe lock for PCR, 1.5mL | Piece
| Nichrome loop D-2 | Piece
| Micro-conical tube, safe lock for PCR, 2.0mL | Piece
| Plastic bag, Transparent, Autoclavable 1L | Piece
| Test tube cap 15/16mm, Silver | Piece
| Slide slope rack | Piece
| Micro-pipette tip 1000μL with filter, Pre-sterilized, Free from DNAse/RNAse | 96/pkt
| Tube rack, 24 place; Capacity for 1.5/2.0mL | Piece
| Filter unit, Single use, Sterile 0.20μ m | Piece
| General purpose swab with screw cap, Sterile | 100/pkt
| Aspirator bottle, Polythene with tap and tubulation 20L | Piece
| McCartney vial with aluminium cap and black rubber seal, 14mL | Piece
| Nichrome loop D-1 | Piece
| Micro-pipette tip 100μL with filter, Pre-sterilized, Free from DNAse/RNAse | 96/pkt
| Micro-pipette tip 50μL with filter, Pre-sterilized, Free from DNAse/RNAse | 96/pkt
| Polymixin B 300μg | 50/pkt
| Petri-plate, Sterile, Disposable, Dia. 90mm | Piece
| Enterobacteriaceia test kit | 25/Pkt
| Glass slide with single cavity | 10/pkt
| Tetracycline 10μg | 50/pkt
| Micro-pipette tip 0.5-20μL | Piece
| Micro-tip, Autoclavable 0.5-20μL | Piece
| Micro-tip, Autoclavable 0.1-10μL | Piece
| N-Acethyl-l-cysteine | 100g
| Gel scoops, UV transparent 10 x 7cm | Piece
| Tips rack, Reusable, Autoclavable for tips 0.5 - 20μL, 46mm | Piece
| Tigecycline 15μg | 50/pkt
| Vancomycin 30°g | 50/pkt
| Face shield, UV | Piece
| Gel electrophoresis chamber set with power supply | Set
| Thermometer, Temperature range -40 to +40°C | Piece
| Antigen test kit, Cryptococcus | 25/pkt
| API 20E with complete reagent kit | 25/pkt
| API 20A | 25/pkt
| API 20 strept | 25/pkt
| Antigen test kit, Pneumocystic carinii | 25/pkt
| API 20 C | 25/pkt
| TBE buffer 10x | mL
| API NH with complete reagent kit | 12/pkt
| API Campy with complete reagent kit | 25/pkt
| TAE buffer 10x | mL
| API 20 GN with complete reagent kit | 25/pkt
| ELISA test kit, Dengue Detection of NS1 antigen in human serum, wells coated with a highly effective NS1 antibody; Colour Coded reagents to monitor procedural steps; Solid phase: 12 x 8 microwell strips, unique break-away wells; Availability of internal controls both specimen and reagent addition controls. | 96/pkt
| Catalyst | 10/pkt
| Escherichia coli type 0124:K72 (B17) | 2mL
| ELISA test kit, Scrub typhus (IgG) Qualitative ELISA for the detection of IgG antibodies to O. tsutsugamushi in serum; Sensitivity 100%; Specificity >98%; Colour coded reagents to monitor procedural steps; Solid phase: 12 x 8 microwell strips, unique Break-away wells. Availability of internal controls both specimen and reagent addition controls | 30/pkt
| dNTP | mL
| Salmonella, Agglutinating sera (fg - H) | 2mL
| ELISA test kit, Echinococcus | 96/pkt
| ELISA test kit, Scrub typhus (IgM) Qualitative ELISA for the detection of IgM antibodies to O. tsutsugamushi in serum; Sensitivity 100%; Specificity >98%; Colour coded reagents to monitor procedural steps; Solid phase: 12 x 8 microwell strips, unique Break-away wells. Availability of internal controls both specimen and reagent addition controls | 96/pkt
| Salmonella, Agglutinating sera (gm - H) | 2mL
| ELISA test kit, HIV Antigen-antibody combo WHO prequalified; 4th generation invitro diagnostic kit for the detection of p24 antigen and antibody in human serum or plasma; Sensitivity 100%, Specificity >99.4%; Analytical sensitivity: must be less than 60 picograms/ml and /or less than 0.050 IU/mL as per different standards; Recombinant and synthetic peptides for HIV-1 gp41, HIV-1 0 gp41, and HIV-2 gp36; Solid phase: 12 x 8 microwell strips; Specimen type: Serum/plasma; Detection type: Combined detection of HIV-1/2 antibodies and antigen; Subtype detection: M N O sub types, Availability of internal controls both specimen and reagent addition controls. | 96/pkt
| Bunsen burner for LPG | Piece
| Gel casting and running tray with combs, PCR | Set
| Petri-plate rack | Piece
| ELISA test kit, Anti-HIV 1 &2 WHO prequalified; Reference Lab evaluated; Sensitivity 100%; Specificity >99.4%; Analytical sensitivity: must be less than 60 picograms/mL and /or less than 0.050IU/mL; Assay type: 3rd generation Sandwich ELISA; Antigen type: Recombinant and synthetic peptides for HIV-1 gp41, HIV-1 0 gp41, and HIV-2 gp36, Solid phase:12 x 8 microwell strips, Specimen type: Serum/plasma; Subtype detection: M N O sub types; Availability of internal controls both specimen and reagent addition controls. | 96/pkt
| ELISA test kit, Herpes, IgM | 96/pkt
| Crystal violet solution, Grams | 125mL
| Tobramycin 10μg | 50/pkt
| ELISA test kit, Helicobacter pylori, IgM | 96/pkt
| Sulfanilamide | 100g
| Pipracillin 100μg | 50/pkt
| Escherichia coli type 0119:K69 (B14) | 2mL
| ELISA test kit, Toxoplasma, IgG | 96/pkt
| ELISA test kit, HBeAg | 96/pkt
| Neisseria and Haemophilus test kit | 25/Pkt
| ELISA test kit, HBsAg WHO prequalified; Reference Lab evaluated; Sensitivity100%; Specificity >98%; Analytical sensitivity: Must detect less than 60 picograms/mL and /or less than 0.050IU/mL, Assay type: 3rd generation Sandwich ELISA; Antibody type: Monoclonal antibodies; Solid phase: 12 x 8 microwell strips; Specimen type: Serum/plasma; Availability of internal controls both specimen and reagent addition controls | 96/pkt
| Escherichia coli type 0112:K66 (B11) | 2mL
| DNA extraction kit, Bacterial | Kit
| ELISA test kit, Rubella, IgM | 96/pkt
| ELISA test kit, CMV, IgM | 96/pkt
| ELISA test kit, Anti-HBV WHO prequalified; Reference Lab evaluated; Sensitivity100%, Specificity >98%, Analytical sensitivity: Must detect less than 60 picograms/mL and /or less than 0.050IU/mL, Assay type: 4th generation Sandwich ELISA; Antibody type: Monoclonal antibodies; Solid phase: 12 x 8 microwell strips; Specimen type: Serum/plasma; Availability of internal controls both specimen and reagent addition controls | 96/Pkt
| ELISA test kit, Toxoplasma, IgM | 96/pkt
| Taq polymerase with buffer and MgCl2, 500 unit | Piece
| Rotavirus latex test kit | 25/pkt
| Infectious mononucleosis test kit | 20/pkt
| Magnesium chloride, 50 millimole | g
| Rapid test kit, Meliodosis | 25/pkt
| Rapid ID 32 E | 25/pkt
| Escherichia coli type 0111:K58 (B4) | 2mL
| Salmonella, Agglutinating sera, Polyvalent O (Vi) | 2mL
| Salmonella, Agglutinating sera (1,5 - H) | 2mL
| Escherichia coli, Agglutinating sera, Poly 2 - 4 | 2mL
| Escherichia coli type 0127:K63 (B8) | 2mL
| Escherichia coli type 0125:K70 (B15) | 2mL
| Escherichia coli type 0126:K71 (B16) | 2mL
| Escherichia coli, Agglutinating sera, Poly 2 - 3 | 2mL
| Escherichia coli type 018C:K77 (B21) | 2mL
| Escherichia coli type 0142:K86 (B) | 2mL
| Escherichia coli type 086:K61 (B7) | 2mL
| Escherichia coli type 044:K74 (L) | 2mL
| Salmonella, Agglutinating sera (iv - H) | 2mL
| Salmonella, Agglutinating sera phase 2 | 2mL
| Salmonella, Agglutinating sera (1,2 - H) | 2mL
| Salmonella, Agglutinating sera ( 6, 7-0) | 2mL
| Salmonella, Agglutinating sera (2-0) | 2mL
| Salmonella, Agglutinating sera ( i - H) | 2mL
| Salmonella, Agglutinating sera ( 8-0) | 2mL
| Salmonella, Agglutinating sera ( 9-0) | 2mL
| Salmonella, Agglutinating sera (e, n, z 15 - H) | 2mL
| Salmonella, Agglutinating sera (c - H ) | 2mL
| Salmonella, Agglutinating sera (a - H) | 2mL
| Torch rapid panel: Detection and differentiation of Toxo IgG/IgM, Rubella IgG/IgM, CMV IgG/IgM and HSV-1 IgG/IgM, HSV-2 IgG/IgM. Specimen: Compatible with whole blood, serum and plasma. Lateral-flow tests or immunofiltration; Reading Time : 10-15 min | 25/Kit
| Salmonella, Agglutinating sera (eh - H) | 2mL
| Salmonella, Agglutinating sera (d - H) | 2mL
| Salmonella, Agglutinating sera (r - H) | 2mL
| Escherichia coli type 055:K59 (B5) | 2mL
| Salmonella, Agglutinating sera ( b - H) | 2mL
| ELISA test kit, Leptospira (Leptospira Specific IgM antibody): Based on Indirect Elisa, qualitative detection of Leptospira Specific IgM antibody in human serum/plasma; Sensitivity >96.0% and Specificity >99.0%; Easy to use on automated & semiautomated processor; Colour coded reagents to monitor procedural steps; Solid phase: 12 x 8 microwell strips, unique Break-away wells; Availability of internal controls both specimen and reagent addition controls | 96/pkt
| Escherichia coli, Agglutinating sera, Poly 2 | 2mL
| Salmonella, Agglutinating sera (4-0) | 2mL
| Salmonella, Agglutinating sera (1,7 - H) | 2mL
| Salmonella, Agglutinating sera (mt - H) | 2mL
| Rapid test kit, Scrub typhus, IgM/IgG | 30/pkt
| Escherichia coli type 026:K60 (B6) | 2mL
| Salmonella, Agglutinating sera (k - H) | 2mL
| Yeast test kit | 25/Pkt
| Peadiatric fan for Bact/Alert 3D | 100/pkt
| Vibrio cholera, Polyvalent, 0-1 | 2mL
| Salmonella, Agglutinating sera, Polyvalent O, Groups A - G | 2mL
| Shigella, Agglutinating sera, Dysentry Polyvalent 1-10 | 2mL
| Shigella boydii, Polyvalent, 1 (1 - 6) | 2mL
| Shigella boydii, Polyvalent, 3 (12-15) | 2mL
| Shigella boydii, Polyvalent, 2 (7-11) | 2mL
| Vibrio cholera, Polyvalent, Inaba | 2mL
| Fan aerobic for BD 9050 | 50/pkt
| Vibrio cholera, Polyvalent, Ogawa | 2mL
| Flash disc, Bact alert blood culture system | Piece
| Fan aerobic for Bact/Alert 3D | 100/pkt
| Paediatric fan for BD 9050 | 50/pkt
| Salmonella, Agglutinating sera, Polyvalent H, Phase 1 & 2 | 2mL
| BD FACS count reagent | 50/pkt
| CD4 count, Pima bead standard | Packet
| BD FACS flow solution | 20L
| Shigella sonnei, Phases 1 & 2 | 2mL
| CD4 count, Pima cartridge | 100/pkt
| Escherichia coli type 0114:K90 (B) | 2mL
| Escherichia coli type 0128:K67 (B12) | 2mL
| Sperm washing media: Bicarbonate and HEPES buffered medium containing human serum albumin 21mM, HEPES buffer 4mM, Sodium bicarbonate 5mg/mL (0.5%) human serum albumin | 100mL
| Rapid test kit, Chlaymadia | 25/pkt
| Streptococcal grouping test kit | 50/pkt
| Mineral oil, Sterile | 100mL
| Gram negative non-fermenter test kit | 25/Pkt
| Shigella flexneri, Polyvalent, 1 - 6, X & Y | 2mL
Microbiology (Anti Sera) | Vibrio cholera polyvalent Ogawa | 2mL
| Escherichia coli type 0126:K71(B16) | 2mL
| Salmonella Agglutinating Sera ( 9-0) | 2mL
| Salmonella Agglutinating Sera (r - H) | 2mL
| Salmonella Agglutinating Sera (fg - H) | 2mL
| Escherichia coli type 0127:K63(B8) | 2mL
| Escherichia coli type 0119:K69(B14) | 2mL
| Escherichia coli type 0124:K72(B17) | 2mL
| Escherichia coli type 0112:K66(B11) | 2mL
| Escherichia coli type 0114:K90(B) | 2mL
| Escherichia coli Agglutinating Sera poly 2 - 4 | 2mL
| Shigella Flexneri polyvalent 1 - 6, X & Y | 2mL
| Salmonella Agglutinating Sera polyvalent O (Vi) | 2mL
| Salmonella Agglutinating Sera (gm - H) | 2mL
| Salmonella Agglutinating Sera (c - H ) | 2mL
| Salmonella Agglutinating Sera (a - H) | 2mL
| Shigella Sonnei phases 1 & 2 | 2mL
| Salmonella Agglutinating Sera (1,5 - H) | 2ml
| Salmonella Agglutinating Sera ( i - H) | 2mL
| Salmonella Agglutinating Sera ( 6, 7-0) | 2mL
| Escherichia coli type 0128:K67(B12) | 2mL
| Escherichia coli type 0142:K86(B) | 2mL
| Escherichia coli type 018C:K77(B21) | 2mL
| Escherichia coli type 0111:K58(B4) | 2mL
| Escherichia coli Agglutinating Sera poly 2 | 2mL
| Escherichia coli Agglutinating Sera poly 2 - 3 | 2mL
| Salmonella Agglutinating Sera ( b - H) | 2mL
| Salmonella Agglutinating Sera (1,7 - H) | 2mL
| Salmonella Agglutinating Sera (eh - H) | 2mL
| Salmonella Agglutinating Sera (e, n, z 15 - H) | 2mL
| Salmonella Agglutinating Sera (d - H) | 2mL
| Salmonella Agglutinating Sera (4-0) | 2mL
| Salmonella Agglutinating Sera polyvalent O, Groups A - G | 2mL
| Salmonella Agglutinating Sera (2-0) | 2mL
| Salmonella Agglutinating Sera (mt - H | 2mL
| Salmonella Agglutinating Sera (iv - H) | 2mL
| Salmonella Agglutinating Sera (k - H) | 2mL
| Salmonella Agglutinating Sera ( 8-0) | 2mL
| Escherichia coli type 055:K59(B5) | 2mL
| Escherichia coli type 086:K61(B7) | 2mL
| Escherichia coli type 0125:K70(B15) | 2mL
| Escherichia coli type 026:K60(B6) | 2mL
| Escherichia coli type 044:K74(L) | 2mL
| Shigella Agglutinating Sera dysentry Polyvalent 1-10 | 2mL
| Shigella Boydii polyvalent 2 (7-11) | 2mL
| Shigella Boydii polyvalent 1 (1 - 6) | 2mL
| Vibrio cholera polyvalent O-1 | 2mL
| Shigella Boydii polyvalent 3 (12-15) | 2mL
| Vibrio cholera polyvalent Inaba | 2mL
Microbiology (Antibiotics Disc) | Pipracillin, 100mcg | 50 discs/vial
| Polymixin B 300mcg | 50 discs/vial
| Vancomycin, 30mcg | 50 discs/vial
| E-test Cefotoxime (NCCLS) | 100strips/vial
| E-test Vancomycin (NCCLS) | 100strips/vial
| E-test Ceftriaxone (NCCLS) | 100strips/vial
| E-test Penicillin (NCCLS) | 100strips/vial
| Agumentin | 50 discs/vial
| Amphicillin | 50 discs/vial
| Clindamycin 2mcg | 50 discs/vial
| Cotri-moxazole, 25mcg | 50 discs/vial
| Doxycycline Hcl, 30mcg | 50 discs/vial
| Erythromycin, 15mcg | 50 discs/vial
| Gentamicin, 10mcg | 50 discs/vial
| Gentamicin, 120mcg | 50 discs/vial
| Imipenam (10mcg) | 50 discs/vial
| Meropenem (10mcg) | 50 discs/vial
| Nalidixic acid, 10mcg | 50 discs/vial
| Nitrofurantoin, 300mcg | 50 discs/vial
| Norfloxacin, 10mcg | 50 discs/vial
| Novobiocin Disc (5mcg ) | 50 discs/vial
| E-test Meropenem (NCCLS) | 100strips/vial
| Tobramycin, 10mcg | 50 discs/vial
| Cefpirome (30 mcg) | 50 discs/vial
| Cefoparazone (30 mcg) | 50 discs/vial
| E-test Oxacillin | 100strips/vial
| Penicillin G, 10units | 50 discs/vial
| Cefixime (5mcg) | 50 discs/vial
| Cefotoxime/Calvunalic acid (30/10 mcg) | 50 discs/vial
| Amphicilin, 10mcg | 50 discs/vial
| Cefuroxime (30mcg) | 50 discs/vial
| Cephalexin, 30mcg | 50 discs/vial
| Ciprofloxacin, 5mcg | 50 discs/vial
| Cefepime (30mcg) | 50 discs/vial
| Amikacin, 30mcg | 50 discs/vial
| Aztreonam (30 mcg) | 50 discs/vial
| Carbenicillin 100mcg | 50 discs/vial
| Cefazolin 30mcg | 50 discs/vial
| Cefoxitin disc (10mcg) | 50 discs/vial
| Cefpodoxime - (30mcg) | 50 discs/vial
| Ceftazidime 30mcg | 50 discs/vial
| Ceftazidime/Calvunalic acid (30/10 mcg) | 50 discs/vial
| Ceftriaxone, 30mcg | 50 discs/vial
| Cephotaxime, 30mcg | 50 discs/vial
| Chloramphenicol, 30mcg | 50 discs/vial
| Clarithromycin 15mcg | 50 discs/vial
| Oxacillin 1mcg | 50 discs/vial
Microbiology (Clinical Parasitology) | IUI- sperm washing media/ sperm rinse ( Bicarbonate and HEPES buffered medium containing human serum albumin) 21 mM HEPES buffer 4 mM Sodium Bicarbonate 5 mg/ml (0.5%) Human Serum Albumin Storage 2-8°C Shelf Life-2 years from date of manufacture | 12 x12 mL, 100mL
Microbiology (Control Strains) | Pseudomonas aeruginosa ATCC 27853 | Loop
| Klebsiella pneumoniae ATCC BAA 1705 | Loop
| Klebsiella pneumoniae ATCC BAA 1706 | Loop
| Staphylococcus aureus ATCC 25923 | Loop
| Escherichia coli ATCC 25922 | Loop
Microbiology (Culture Media) | MacConkey agar with CV & Bile salt | 500gm
| Malonate broth | 100gm
| Modified CCDA agar | 500gm
| MacConkey agar without salt | 500gm
| Bolton broth | 500gm
| Brain heart infusion agar | 500gm
| Brain heart infusion broth | 500gm
| Cary-blair medium | 500gm
| Columbia blood agar base | 500gm
| Cooked meat medium | 500gm
| Corn meal agar | 500gm
| Dnase test agar with toludine blue | 100gm
| Gc agar Base | 500gm
| Arginine decarboxylase broth | 100gm
| Lysin decarboxylase broth | 100gm
| TCBS cholera medium | 100gm
| Nutrient gelatin | 500gm
| Mueller hinton agar | 500gm
| Triple sugar iron agar | 100gm
| Ornithine decarboxylase broth | 100gm
| Simmons citrate agar | 100gm
| Oxidative Fermentative Basal medium | 100gm
| SIM medium | 500gm
| Hippurate hydrolysis broth | 100gm
| Luria-Bertani broth | 100gm
| Sabrouad dextrose agar | 500gm
| Sabrouad dextrose agar with antibiotic supplements | 500gm
| Rice extract agar | 500gm
| Alkaline peptone water | 100gm
| Nutrient broth | 500gm
| Nitrate broth | 500gm
| Cystein lactose electrolite deficient agar (CLED) | 500gm
| Soyabean casein digest medium with sps | 500gm
| Haemophilus test medium | 500gm
| Methyl Red (MR) broth, peptone, dextrose, potassium, l napthol | 500gm
| Urea broth base | 100gm
| Selenite broth | 500gm
| Bismuth sulphate agar | 500gm
| Bile esculin agar | 100gm
| XLD agar | 500gm
| Thioglycollate Broth | 100gm
| MR-VP medium | 500gm
| Agarose | 100gm
Microbiology (Equipment specific Reagents ) | PF (Pediatric Fan) for Bact/Alert 3D | 100 bottles/box
| FA (Fan Aerobic) for Bact/Alert 3D | 100 bottles/box
| PF (Pediatric Fan) for BD 9050 | 50 bottles/ box
| Flash Disc Bact Alert Blood culture system | Piece
| Reflectance Standards for Bact/Alert system (A & B) | Piece
| FA (Fan Aerobic) for BD 9050 | 50 bottles/ box
Microbiology (Equipment) | Blood culture system (It should have minimum 120 cells): An automated modular system with fluorocesence/coloremetric. Technology for culturing, of bacteria and yeast fungi. The system should be able to manage the bottle handling functions such as loading and unloading bottles and regulates the temperature of the system. It should have minimum 120 cells in separate or one drawer module. The system should be configured independently to test blood culture and body fluid cultures. The system should provide basic data management function. It should have an interface to the Laboratory Information System (LIS) to eliminate manual data entry. Reporting can be customized and scheduled to print at a pre-determined time. Should be supplied with latest computer with OS/ (Windows XP), analysis soft ware standard keyboard, mouse,17 inch LCD monitor and Laser jet printer Should have latest external computer and a Laser jet printer and bar code reader. It should be supplied with the reflectance standard & UPS. supply: AC 220V- 230V, 50HZ Power cord with round 3 pin top. | Set
| Media Dispenser: Range: 0.5ml - >5 liters. Accuracy,%: ± at 10 ml. Power supply: AC 220V- 230V, 50HZ Power cord with round 3 pin top | Set
| 8 Channel Micropipette: adjustable, volume range: 50 - 200 µl | Piece
| Micropipette: adjustable, volume range: 2 - 25 µl | Piece
| Micro-centrifuge: Microprocessor controlled. Max. RPM: 15,000 RPM. Max. RCF: 16,853 x g. Max. Capacity: 1.5ml x 24 tubes. 200 µl PCR tube adaptor. Display: back light LCD. Over speed protector, door locking, unbalance detector. Power supply: AC 220V- 230V, 50HZ Power cord with round 3 pin top and suitable voltage stabilizer | Set
| Anaerobic jar: Capacity: 2.5 liters Stainless steel/ polypropylene | Piece
| Bunsen burner: 3 mode system (continuous/sensor/footswitch) Power supply: AC 220V- 230V, 50HZ Power cord with round 3 pin top. | Set
| Electrophoresis power supply: For gel electrophoresis 100 hour up/down timer. Voltage adjustable from 40 to 120V. Precise digital control. Power supply: AC 220V- 230V, 50HZ Power cord with round 3 pin top. | Set
| Microscope, binocular: phase contrast, darkfield & bright field Illumination: with objectives: 4X, 10X, 40X, & 100X. Eye piece: 10X Power supply: AC 220V- 230V, 50HZ Power cord with round 3 pin top . | Set
| Gel photo documentation: Gel imaging system, PC, includes darkroom, camera, cables, image lab software; samples trays with complete accessories, printers and thermal papers. | Set
| Auto-steam sterilizer (Vertical). With microprocessor digital control and temperature display. Capacity: 80 - 100 liters. Operating temperature range: 105 - 142°C. Power supply: AC 220V- 230V, 50HZ Power cord with round 3 pin top | Set
| Hot plate & magnetic stirrer: Speed Range: 30 - 1500 RPM. Temperature Range: Ambient to 350°C. Temp. Controller: Hydraulic Thermostat. Heater: Interchangeable plate heater. Plate Area: 180 x 180 mm. Top Plate: Ceramic coated top/plate. Power supply: AC 220V- 230V, 50HZ Power cord with round 3 pin top and suitable voltage stabilizer | Set
| Ice maker: Production: 250 liters/day. Storage Capacity: 125 liters. Material (IN): Stainless steel. (OUT): Steel plate with powder coating. Door: Front sliding door. Safety Device: Power breaker, Water level monitor, Inventory level monitor. Power supply: AC 220V- 230V, 50HZ Power cord with round 3 pin top and suitable voltage stabilizer | Set
| Incubator (Shaking): Microprocessor controlled PID type. Temperature range: 35&#730;C ±2&#730;C. Capacity: 45-55 litres. Over temperature cut-out, programmable shaking frequency up to 250 rotations per hour. Power supply: AC 220V- 230V, 50HZ. Power cord with round 3 pin top | Set
| Thermal cycler: Sample capacity: 96 x 0.2 ml PCR tubes or one 96 PCR plate. Block temperature range: 4 - 99°C. Degree range of gradient, maximum: 1-24°C. Temperature control range of gradient: 30 - 99°C. Temperature of lid: 105°C. Block homogenicity: 20-72 ± 0.3°C, 90°C ± 0.4°C. Control accuracy: ± 0.2°C. Heating speed: approx. 6°C/s. Cooling speed: approx. 4.5°C/s. Power supply: AC 220V- 230V, 50HZ Power cord with round 3 pin top. Should be supplied with compatible computer and operating systems. | Set
| Microscope, binocular, fluorescent: Illumination: with objectives: 4X, 10X, 40X, & 100X. Eye piece: 10X Complete with power cord. Power supply: 220-240V, 50/60HZ., | Set
| 100µl (Filtered pipette tips are used for protection against contamination. Application to PCR, sequencing and other techniques involving the use of vaporous, radioactive, biohazardous or corrosive materials.Virgin polyethylene filters.Ensure that all aerosols and liquids are prevented from entering the pipette.Packaged in rack and pre-sterilized.The filter pipette tip is best price and great quality. DNase/RNase free.Autoclavable.) | 96pcs/rack
| Cellulose acetate sterile syringe filter: Filter pore size 0.45 µm, 25 mm diameter membrane, surfactant free-cellulose acetate (SFCA). sample volume: 0.5 ml to 100 ml. | Set
| Micropipette: adjustable, volume range: 0.1 - 2.5 µl | Piece
| Shaker: (Rotary mixer), Programmable Speed Range: 0 - 300 RPM. Speed controller: Electronic controller. Power supply: AC 220V- 230V, 50HZ Power cord with round 3 pin top | Set
| Blood culture system (It should have minimum 60 cells): An automated modular system with fluorocesence/coloremetric. Technology for culturing, of bacteria and yeast fungi. The system should be able to manage the bottle handling functions such as loading and unloading bottles and regulates the temperature of the system. It should have minimum 60 cells in separate or one drawer module. The system should be configured independently to test blood culture and body fluid cultures. The system should provide basic data management function. It should have an interface to the Laboratory Information System (LIS) to eliminate manual data entry. Reporting can be customized and scheduled to print at a pre-determined time. Should be supplied with latest computer with OS/ (Windows XP), analysis soft ware standard keyboard, mouse,17 inch LCD monitor and Laser jet printer Should have latest external computer and a Laser jet printer and bar code reader. It should be supplied with the reflectance standard & UPS. Power supply: AC 220V- 230V, 50HZ Power cord with round 3 pin top. | Set
| Serological analyzer (Infectious diseases): An automated modular system based on the principle of Chemiluminescence. Reaction technology OR enhanced Electrochemiluminescence. Along with hormone and other parameters the analyzer should be able to do. Hepatitis including HBsAg, HCV serology, HIV serology and TORCH panels. Throughput: 60 - 80 test or more/Hour. Must have continuous sample loading. There should be bar codes reader for reagents, controls & calibrators. Analyzer should be capable of using primary sample tubes itself & be able to detect clots in sample. STAT sample positioning should be available. Facility for on board cooling should be available. It should have external printer, UPS. Power supply: AC 220V- 230V, 50HZ Power cord with round 3 pin top | Set
| 1000µl (Filtered pipette tips are used for protection against contamination. Application to PCR, sequencing and other techniques involving the use of vaporous, radioactive, biohazardous or corrosive materials.Virgin polyethylene filters.Ensure that all aerosols and liquids are prevented from entering the pipette.Packaged in rack and pre-sterilized.The filter pipette tip is best price and great quality. DNase/RNase free.Autoclavable. | 96pcs/rack
| Anaerobic Work Station: Pressure controll: Automatic. Temp. Range: Ambient + 5°C to 70°C. Temp. Accuracy: +/-0.2°C at 37°C. Temp. Controller: Digital P.I.D. controller, 4Zone PID. Display: Dual LED display, Circulation fan: 5 inch convection fan. Standard device: Vacuum pump, Glove, Catalyst Pack. Circulator, Drilite Pack, Vacuum gauge, Pressure gauge, Glass shelf. Power supply: 220-240V, 50/60Hz. It should be complimented with: Filled different gas cylinder 6 Nos each. Gas regulator 6 Nos. Tubings & Voltage stabilizer. | Set
| 50µl (Filtered pipette tips are used for protection against contamination. Application to PCR, sequencing and other techniques involving the use of vaporous, radioactive, biohazardous or corrosive materials.Virgin polyethylene filters.Ensure that all aerosols and liquids are prevented from entering the pipette.Packaged in rack and pre-sterilized.The filter pipette tip is best price and great quality. DNase/RNase free.Autoclavable.) | 96pcs/rack
| Balance: 0.0001g Readability. Maximum capacity: 210g, Readability: 0.0001g. Settling time (typical): 10 16s, Adjustment with internal weights: proFACT, fully automatic time- and temperature-controlled adjustment. Adjustment with external weights: custom weight. Linearization: automatic linearization with each internal adjustment. Sensitivity (temperature Sampling pump drift): ± 1.0 ppm/°C. Sensitivity (long-term stability): ± 0.0001%. Free height above weighing pan: 55mm. Power supply: AC 220V- 230V, 50HZ Power cord with round 3 pin top | No
| FULLY AUTOMATED URINE SEDIMENTANALYZER: Should be able to identify cells, casts and crystals. Other Test Items should include Urobilinogen, Bilirubin, Ketone, Blood, Protein, Nitrate, glucose, Specific Gravity, Ascorbic acid, pH Wavelength: 557, 620, 656nm Principle: Reflectance photometer Strips: 11 items Throughput: 60 to120 tests per hour, Display: Large LCD display Memory: about 1000 results Printer: Built in thermal printer Interface: Standard RS 232 Working environment: Temperature: -10 to +40°C, Humidity: 0 to 95%; with barcode reader to link with LIS. Altitude: > 2000 meter. Power supply: AC 220V- 230V, 50HZ Power cord with round 3 pin top and suitable voltage stabilizer | Set
| Incubator CO2: Main control: VFD Displayed Microprocessor Controller. Temperature range: Ambient + 5ºC to 60ºC. Co2 range: 0 to 20%, +/-0.1% at 5%. Co2 detection: Infra-red sensor. Humidity: Up to 96% RH. Programmability: 10 steps / 10 Memory. Display: VFD Digital, 80 character display. Capacity: 165 liters. Safety device: Over/Under Temp. Protector, Gas high/low monitor, Water level monitor, Power breaker. Power: 220V, 50/60Hz. It should be supplied with the following: Filled Co2 Cylinder 6 Nos. Co2 gas regulator 2 Nos. Tubings, Power supply: AC 220V- 230V, 50HZ Power cord with round 3 pin top and suitable voltage stabilizer | Set
| Turbidometer: For measuring 0.5 Macfarland turbidity standard.Power supply: AC 220V- 230V, 50HZ Power cord with round 3 pin top | Set
| Microplate strip washer: Microplate: 96 wells plate washer. Wash programs: Up to 40. Wash cycles Up to 9. Fluid flow rates; variable, 150 - 1000uL/well/s. Dispense volumes: 50 to 450µl in 1 µl increments. Dispensing accuracy: <5% at 300µl. Display: LCD display with touch screen. Automatic internal four buffer switch. Washing-manifold type: 1x8 manifold. Soaking time programmable in minutes and up to 60 seconds. Washing speed: 3 aspirate and dispense cycles >300 µl/well of 96 wells 8 tube manifold till final aspirate time: &#8804;130 seconds. Operating temperature: -10°C to +40°C. Power supply: AC 220V- 230V, 50HZ Power cord with round 3 pin top. | Set
| Microplate reader: Detection method: Absorbance.Read method: End point, kinetic, linear scanning. Microplate type: 96 well plate. Reading speed: 8 single wavelengths, 18 double wavelength. Measurement system: 8-channel optical system. Wavelength range: 300 to 700nm. Filters nm: 340, 405, 450, 492, 630. Filter capacity: 6-filter capacity wheel. Light source: Tungsten halogen. Shaking: Low, Medium, High and variable speeds. Reading range: Absorbance range. Abs; 0.000 - 4.000. Dynamic range: 0 to 4.0 OD. Optical Density (OD) accuracy: <1% at 2.5 OD typical. Reading speed: 8 seconds interval. Display: large LCD display with touch screen. External printer compatible to reader. Power supply: AC 220V- 230V, 50HZ Power cord with round 3 pin top and suitable voltage stabilizer | Set
| High Speed Refrigerated Centrifuge (for TB Lab) varible high speed (35,000 to 50,000 RPM 3000g (rotor speed), brushless induction motor powered, centrifuge with micro-processor controls and alphanumeric display. Maximum capacity: 1 to 2 litres. Self-diagnosis on strat up. Programmable speed regulators(independent RPM sensor) amd break. one touch selection for PRM and RCF. Digital display of all the parameters. Automatic rotor detcetion and program loading (approximately up to 30 program memory for storing protocols) Audio and visual alarm for deviation from set parameter and on program complection. Swinging bucket rotor with holder for 15 ml and 50 ml centrifuge tube with adapter. Hard and soft accelaration and breaking essenrial spears and accessories. Power supply: 220 - 230 V. should be supplied with voltage stablizer. | Set
| Fully Automated ELISA Processor: ELISA Plate Processing; Components: Pipettor used for diluting and/or dispensing samples and reagents; Incubation slots preset at 5°C, room temperature, or 37°C; 8-channel manifold washer; Microplate reader; 4 units 96 well microplates (pipetting, incubator, reading);1 unit independent washer and reader (two 8 nozzle manifolds); Liquid levels are checked and presence of possible clots detected. can be connected to Two-way connectivity to the laboratory information System (LIS). Power supply: AC 220V- 230V, 50HZ Power cord with round 3 pin top and suitable voltage stabilizer | Set
| HIV Antigen-antibody combo ELISA, 4th generation invitro diagnostic kit for the detection of p24 antigen and antibody in human serum or plasma.WHO prequalified, Reference Lab evaluated, sensitivity 100%, Specificity >99.4%, Analytical sensitivity: must be less than 60 picograms/ml and /or less than 0.050 IU/ml as per different standards. Recombinant and synthetic peptides for HIV-1 gp41, HIV-1 0 gp41, and HIV-2 gp36, Solid phase:12 x 8 microwell strips, Specimen type: Serum/plasma, Detection type:Combined detection of HIV-1/2 antibodies and antigen, Subtype detection: M N O sub types, Availability of internal controls both specimen and reagent addition controls, Statement of intent: Both for blood donor screening and patient diagnosis, Color coded reagents to monitor procedural steps. Shelf life : After receiving at central depot should be 12 months at 2-8 C. | 96 tests/pack
Microbiology (Glasswares) | Slide, slope-rack | Piece
| Micro-pipette tips, 50 - 200 µL | 1000/pkt
| Draining Basket, 400 x 300 x 100mm (Polypropylene) | Piece
| Micro-pipette Stand, holds 5 to 7 micro-pipettes | Piece
| Micro-pipette tip, 200 - 1000 µL | 1000/pkt
| Micro-pipette tips, 1000 - 5000 µL | 500/pkt
| Micro-pipette tips, 5 - 50 µL | 1000/pkt
| Aspirator bottle with tap, Polythene bottle with tubulation, Capacity: 20litres | Piece
| Glass slide with single cavity | 10slides/pkt
| Gel Electrophoresis Chamber Set with power supply | Set
| Mix gas (5 % oxygen 15% Co2 85% Nitrogen) with regulator | Piece
| PCR Gel casting & running tray, with combs | Set
| Petri plate Rack | Piece
| UV face shield | Piece
| UV transparent Gel scoops for 10 x 7cm | Piece
| Burner, Bunsen (ordinary) for LPG | Piece
Microbiology (Growth Supplements) | Haemoglobin powder (to be used with GC Agar) | 100gm
| VCNT supplement | gm
| Vitamin growth supplement | gm
| Urea 40% solution | 5ml
Microbiology (Idenfication disc) | Bacitracin disc | 50 discs/vial
| Oxidase disc | 50 discs/vial
| V Factor disc | 50 discs/vial
| Nitrocefin beta - lactamase | 50 discs/vial
| X+V Factor disc | 50 discs/vial
| X factor disc | 50 discs/vial
| Optochin disc | 50 discs/vial
Microbiology (Infectious Disease Serology Reagent) | Signal Reagent | ml
| Anti HIV Controls | ml
| Anti HBs Controls | ml
| Diluent B | ml
| Anti HBs calibrator | ml
| Anti HIV calibrator | ml
| HCV calibrator | ml
| Anti HBC | ml
| CMV Calibrator | ml
| Anti-HCV for Vitrous ECIQ System | ml
| HBc IgM calibrator | ml
| HBeAg calibrator | ml
| HBe calibrator | ml
| Anti-HIV for Vitrous ECIQ System | ml
| CMV IgG for Vitrous ECIQ System | ml
| HBe for Vitrous ECIQ System | ml
| Anti-HBs for Vitrous ECIQ System | ml
| HBsAg for Vitrous ECIQ System | ml
| Rubella IgG for Vitrous ECIQ System | ml
| Rubella IgM for Vitrous ECIQ System | ml
| Toxo IgM for Vitrous ECIQ System | ml
| Toxo Plasma IgG for Vitrous ECIQ System | ml
| CMV IgM for Vitrous ECIQ System | ml
| HBeAg for Vitrous ECIQ System | ml
| Toxo IgM calibrator | ml
| Anti - HBC IgM Controls | ml
| Anti HBe Controls | ml
| CMV Control | ml
| Toxo Plasma IgM controls | ml
| HBc lgM ( 52 well ) for Vitrous ECIQ System | ml
| HBsAg Controls | ml
| Diluent A | ml
| HCV Controls | ml
| Anti-HBc for Vitrous ECIQ System Anti-HBc for Vitrous ECIQ System | ml
| Rubella IgG control | ml
| HBsAg calibrator | ml
| Rubella IgG Calibrator | ml
Microbiology (Plastic wares / Other) | Test tube caps 12/13mm - red | Piece
| Parafilm, roll (4 inch x 250 ft) | Piece
| Bottle with pouring ring & screw cap, 500mL (Max. temp. 140&#730;C) | Piece
| Micro-conical tube, safe lock for PCR, 1.5mL | Piece
| Micro-conical tube, safe lock for PCR, 2.0mL | Piece
| Micro-tips, autoclavable, 0.1 - 10µl | Piece
| Micro-tips, autoclavable, 0.5 - 20µl | Piece
| Fungi-fluor kit | kit
| Gas Regulator for mix Gas cyclinder | Piece
| Antibiotic Zone Scale TM-C | Piece
| Gas Regulator for Co2 | Piece
| Bottle w/pouring ring & screw cap (Max. temp. 140&#730;C) 500ml | Piece
| Conical Tubes (Falcon,polypropyline), 15ml | Piece
| Micropipette tips: 0.5 - 20 µl | Piece
| Conical Tubes (Falcon, polypropyline), 50ml | Piece
| McCartney vial w/aluminium caps w/black rubber seals 14 ml | Piece
| Metal loop TM. CH, changeable | Piece
| Nichrome loop-D-1 | Piece
| Tube, safe lock for PCR, 2.0 ml | Piece
| Tube, safe lock for PCR, 1.5 ml | Piece
| Transparent autoclavable plastic bag (1 ltr) | Piece
| Candida albicans (Control strain) | 1 loop
| Evans blue | 10gm
| Trigger Sprayer HDPE (500ml) | Piece
| Trigger Sprayer HDPE (1000ml) | Piece
| Test tube caps 15/16mm - silver | Piece
| Bottle w/pouring ring & screw cap (Max. temp. 140&#730;C) 1000ml | Piece
| Test tube caps 12/13mm - silver | Piece
| Test tube caps 12/13mm - blue | Piece
| Nichrome loop-D-2 | Piece
| Tube racks, 24 place capacity for 1.5/2.0 ml | Piece
| Tips rack, resuable & autoclavable for tips: 0.5 - 20 µl, 46 mm | Piece
| Tips rack, resuable & autoclavable for tips 0.1 - 10 µl, 34 mm | Piece
| Sterile, single use filter unit 0.20 µm | Piece
Microbiology (Rapid/Elisa test Kit) | HIV Rapid Test Kit: WHO prequalified,Reference Lab evaluated. sensitivity 100%, specificity >98%. Assay type: Rapid Diagnostic Test, Immunochromatography (lateral-flow tests or immunofiltration), Antigen type: Recombinant and synthetic peptides for HIV-1 gp41, HIV-1 gp120, and HIV-2 gp36, Solid phase: Nitrocellulose membrane strip, Specimen type: Serum/plasma / whole blood, Detection type: Combined detection of HIV-1/2 antibodies Subtype detection: M N O sub types, Storage conditions: + 2 to +30 &#730; C, Statement of intent: Both for blood donor screening and patient diagnosis, Shelf life : After receiving at central depot should be 12 months | 100 tests/ Kit
| Typhidot test for Typhoid | 25 tests/ kit
| Ciprofloxacin(1ug) | 50 Disc/ vial
| Tuberculin PPD (dil) 5TU/0.1ml | 5ml
| Tetracycline(10ug) | 50 Disc/ vial
| Penicillin G(0.5ug) | 50 Disc/ vial
| HCV Rapid Test Kit, sensitivity 100%, Specificity >98%, Reference Lab evaluated. Assay type: Rapid Diagnostic Test, Immunochromatography (lateral-flow testsorimmunofiltration) Antigen type: Recombinant proteins synthetic peptides core and NS3 and NS 5 antigens Solid phase: membrane strip Specimen type: Serum/plasma /blood Detection type: HCV antibodies, Storage conditions: + 2 to +30 &#730; C, Statement of intent: Both for blood donor screening and patient diagnosis, Shelf life : After receiving at central depot should be 12 months | 100 tests/ Kit
| RPR floculation test kits. Assay type: Macroscopic flocculation test Antibody type: Monoclonal antibodies Specimen type: Serum/plasma Detection type: Anti- lipoidal antibodies, Storage conditions: + 2 to +30 &#730; C, Statement of intent: Both for blood donor screening and patient diagnosis, Shelf life : After receiving at central depot should be 12 months | 100 tests/ Kit
| Azithromycin | 50 Disc/ vial
| Cefpodoxime(10ug) | 50 Disc/ vial
| Toxoplasma IgM ELISA | 96 Wells
| CMV IgM ELISA | 96 Wells
| Infectious mononucleosis test | 20 tests/ Kit
| HIV-1/2 is an in vitro diagnostic test kit for the detection of antibodies to Human Immunodeficiency Viruses type1 and/or type2 (HIV-1/HIV-2) in human serum/plasma. sensitivity 100%, Specificity >98%, Reference Lab evaluated, WHO prequalified, Shelf life : After receiving at central depot should be 12 months at 2-8 C. | 96 tests/ Kit
| CMV IgG ELISA | 96 Wells
| Toxoplasma IgG ELISA | 96 Wells
| Rubella IgG ELISA | 96 Wells
| Rubella IgM ELISA | 96 Wells
| Herpes IgG ELISA | 96 Wells
| Ceftriaxone(0.5ug) | 50 Disc/ vial
| Herpes IgM ELISA | 96 Wells
| HBeAg ELISA | 96 Wells
| TPHA Rapid Test Kit, Assay type: Hemagglutination assay/card test/rapid test Antibody type: Monoclonal antibodies Specimen type: Serum/plasma Detection type: Antibodies against the causative agent of syphilis, Storage conditions: + 2 to +30 &#730; C, Statement of intent: Both for blood donor screening and patient diagnosis, Shelf life : After receiving at central depot should be 12 months | 100 tests/ Kit
| TORCH PANEL | Kit
| Anti-HCV ELISA,sensitivity 100%, Specificity >98%, Reference Lab evaluated, Assay type: 3rd generation Sandwich ELISA, Analytical sensitivity: must be less than 60 picograms/ml and /or less than 0.050 IU/ml as per different standards, Antigen type: Encoded with recombinant antigens to Core, NS3, NS4and NS 5 antigens, Solid phase: 12 x 8 microwell strips, Specimen type: Serum/plasma Detection type: Detection of HCV antibodies. Must detect genotypes 1,3 and 6 distributed in Asian population and subtypes of HCV, Availability of internal controls both specimen and reagent addition controls, Statement of intent: Both for blood donor screening and patient diagnosis, Color coded reagents to monitor procedural steps. Shelf life: After receiving at central depot should be 12 months at 2-8 C. | 96 tests/ Kit
| HBsAg ELISA, Reference Lab evaluated, 100%, Specificity >98%, Analytical sensitivity: Must detect less than 60 picograms/mland /or less than 0.050 IU/ml as per different standards, Assay type: 3rd generation Sandwich ELISA, Antibody type: Monoclonal antibodies, Solid phase: 12 x 8 microwell strips, Specimen type: Serum/plasma Detection type: detection of HBsAg, Availability of internal controls both specimen and reagent addition controls, Statement of intent: Both for blood donor screening and patient diagnosis, Color coded reagents to monitor procedural steps. Shelf life: After receiving at central depot should be 12 months at 2-8 C. | 96 tests/ Kit
| Anti-HIV 1 &2, ELISA, WHO prequalified, Reference Lab evaluated, sensitivity 100%, Specificity >99.4%, Analytical sensitivity: must be less than 60 picograms/ml and /or less than 0.050 IU/ml as per different standards Assay type: 3rd generation Sandwich ELISA, Antigen type:Recombinant and synthetic peptides for HIV-1 gp41, HIV-1 0 gp41, and HIV-2 gp36, Solid phase:12 x 8 microwell strips, Specimen type: Serum/plasma, Detection type:Combined detection of HIV-1/2 antibodies, Subtype detection: M N O sub types, Availability of internal controls both specimen and reagent addition controls, Statement of intent: Both for blood donor screening and patient diagnosis, Color coded reagents to monitor procedural steps. Shelf life : After receiving at central depot should be 12 months at 2-8 C. | 96 tests/192 tests/ Kit
| HBsAg Rapid Test Kit, sensitivity 100%, Specificity >98%, Reference Lab evaluated. Assay type: Rapid Diagnostic Test, Immunochromatography (lateral-flow tests or immunofiltration) Antibody type: monoclonal Solid phase: Nitrocellulose membrane strip Specimen type: Serum plasma from venous whole blood, Detection type: HBsAg, Statement of intent: Both for blood donor screening and patient diagnosis, Color coded reagents to monitor procedural steps. Shelf life: After receiving at central depot should be 12 months | 100 tests/ Kit
Microbiology (Reagents for CD4 counter) | CD4 counter BD FACS Flow Solution | 20L
| CD4 counter Thermal paper Printer roll for BD FACS count | Roll
| CD4 count, Pima Bead Std | Packet
| CD4 count, Pima Cartridge | 100 tests/kit
| Echinococcus ELISA | 96 tests/ Pkt
| Kala azar rapid test kits | 96 tests/ Pkt
| Anaerobic indicator | 50 pcs/ pkt
| Anaerobic Mixed gas (5 % H2 5% Co2 90% Nitrogen) with regulator | Packet
| Catalyst | 10 pcs/ pkt
| CD4 counter BD FACS Count Reagent | 50 tests/pkt
| CD4 counter BD FACS Count Control | 25 tests/pkt
Microbiology (Test kit) | Rapid 1D 32 E (API) | 25 tests/pkt
| dNTP | ml
| TBE buffer (10x) | ml
| Campylobacter biochemical identification kit | kit
| Yeast biochemical identification kit | kit
| Streptococcus biochemical identification kit | kit
| Enterobacteriacia biochemical identification kit | kit
| Helicobacter pylori Elisa test kit(IgM) | 96 test/Kit
| Helicobacter pylori Elisa test kit(IgG) | 96 test/Kit
| DNA extraction kit (bacterial) | Kit
| Taq polymerase with buffer and MgCl2 500unit | Piece
| TAE buffer (10x) | ml
| 50 milli mole Magnesium Chloride | gm
| Neisseria and Haemophilus biochemical identification kit | kit
| Anaerobic biochemical identification kit | kit
| Dengue Elisa test Kit(IgG) | 96 wells
| API 20 GN with complete reagent kit | 25 test
| API NH with complete reagent kit | 25 test
| API 20 C | 25 test
Mycology & TB Lab | Sodium hydroxide | 500gm
| Calcofluor White | 1gm
| Ox-gall (high grade) | 100gm
| Tween-80 (high grade) | 100ml
| Lowenstein Jensen medium (LJ) base | 500gm
| Thermometer. Temperature range (+1°C to -40°C) | Piece
| Phenylboronic acid | Piece
| Mercury lamp HBO 103 W/2-N 100W | Piece
| Super High Pressure Mercury Lamp Power Supply to light up super high pressure mercury lamps. Power Source: 220-240 V 50/60 Hz | Piece
| Woods Lamp | Piece
| Anaerobic mixed gas (H&#8322; 5%, CO&#8322; 5%, N&#8322; 90% ) | Piece
| Mixed gas regulator | Piece
| CHROM agar (Candida) | 500gm
| Esculin Base Medium | 500gm
| Mycosel agar | 500gm
| Potato dextrose agar | 500gm
| Yeast Extract-Phosphate Agar | 500gm
| Inhibitory mould agar | 500gm
| N-acetyl, L-cystein | 5gm
| Sodium citrate | 500gm

## Medical
Category | Item Name | Pack Size
Accessories | Probe, Adult P4-2 (Siemens Acuson x300PE; 345158 ) | Piece
| Probe, Paediatric P3-4 (Siemens Acusionx300PE; 323055) | Piece
Consumables | Percutaneous transluminal coronary angioplasty - Semi-Compliant balloon 3.00 mm x 12 mm | Piece
| TMT printing paper | Roll
| Vascular Access sheath, with dilator, size: 6F | Piece
| Printing paper for Echo machine; Black and white | Roll
| Short guide wire, J-tipped | Piece
| Vascular Access sheath, with dilator, size: 4F | Piece
| Vascular Access sheath, with dilator, size: 5F | Piece
| Pigtail Catheter 6Fr X 110 cm SP | Set
| Introducer Sheath Kit B 7 Fr (GW 0.038J) | Set
| Introducer Sheath Kit B 6 Fr (GW 0.038J) | Set
| Introducer Sheath Kit B 5 Fr (GW 0.038 J) | Set
| INTRA AORTIC BALLOON CATHETER 7.5 FR. 40 CC. | Set
| Transradial Sheath (M coat) 6 Fr x 16 cm | Set
| Delivery System Amplatzer Duct Occluder | Set
| Delivery System Amplatzer Septal Occluder | Set
| PDA Occluder Device | Set
| 7Fr. SwanGanz Balloon Wedge Pressure Catheter | Set
| Pacemaker lead - Single Chamber VVI ventricular lead 1 | Set
| PDA Occluder Device with device delivery system | Set
| Ventricular Septal Occluder Device with device delivery system | Set
| Atrial Septal Occluder Device with device delivery system | Set
| Ventricular septal occluder device delivery system | Set
| Vascular Plug / occluder device | Set
| PDA occluder device delivery system | Set
| Vascular Plug / occluder device with device delivery system | Set
| Ventricular Septal Occluder Device | Set
| PTMC balloon - with accessories | Set
| Atrial septal occluder device delivery system | Set
| Vascular Plug / occluder device delivery system | Set
| Atrial Septal Occluder Device | Set
| Snare (AMPLATZ GOOZE NECK SNARE) | Set
| INTRA AORTIC BALLOON CATHETER 7.5 FR. 34 CC. | Set
| Temporary pacemaker insertion sheath kit | Set
| Pacemaker peelable sheath set | Set
| AICD lead | Set
| Pacemaker generator - CRTP generator | Set
| Introducer Sheath Kit B 8 Fr (GW 0.038J) | Set
| Thrombus aspiration catheter 7 Fr | Set
| Transradial Sheath (M coat) 5 Fr x 16 cm | Set
| Transradial Sheath (M coat) 6 Fr x 16 cm with TR band | Set
| Pacemaker generator - Dual chamber DDDR generator | Set
| Pacemaker generator - CRTD generator | Set
| AICD generator | Set
| AICD set - AICD generator with ventricular AICD lead and peelable sheath | Set
| Pacemaker lead - Dual chamber - Atrial lead 1 and ventricular lead 1 | Set
| Percutaneous transluminal coronary angioplasty - Semi-Compliant balloon 2.75 mm x 15 mm | Piece
| Diagnostic Coronary Catheter 5 Fr x 100 cm internal mammary | Piece
| Percutaneous transluminal coronary angioplasty - Semi-Compliant balloon 3.50 mm x 12 mm | Piece
| Diagnostic Coronary Catheter 5Fr x100 cm Amplatz left 1.0 cm | Piece
| Percutaneous transluminal coronary angioplasty - Semi-Compliant balloon 3.25 mm x 15 mm | Piece
| Cover stents 3.5x19mm | Piece
| Percutaneous transluminal coronary angioplasty - Semi-Compliant balloon 3.50 mm x 20 mm | Piece
| Cover stents 4.0x19mm | Piece
| Percutaneous transluminal coronary angioplasty - Compliant balloon 3.00 mm x 15 mm | Piece
| Non-Compliant | Heading
| Percutaneous transluminal coronary angioplasty - Non-Compliant balloon 4.5 mm x 8 mm | Piece
| Percutaneous transluminal coronary angioplasty - Non-Compliant balloon 4.5 mm x 6 mm | Piece
| Percutaneous transluminal coronary angioplasty - Non-Compliant balloon 4.0 mm x 8 mm | Piece
| Percutaneous transluminal coronary angioplasty - Non-Compliant balloon 4.0 mm x 6 mm | Piece
| Percutaneous transluminal coronary angioplasty - Non-Compliant balloon 3.5 mm x 8 mm | Piece
| Percutaneous transluminal coronary angioplasty - Semi-Compliant balloon 1.50 mm x 15 mm | Piece
| Percutaneous transluminal coronary angioplasty - Non-Compliant balloon 3.5 mm x 6 mm | Piece
| Percutaneous transluminal coronary angioplasty - Non-Compliant balloon 3.0 mm x 8 mm | Piece
| Percutaneous transluminal coronary angioplasty - Non-Compliant balloon 3.0 mm x 6 mm | Piece
| Cutting | Heading
| Coronary Guiding Catheter 6 Fr JL - Judkins Left 3.0 cm | Piece
| Stent | Heading
| Scoring | Heading
| Cover stents 2.8x19mm | Piece
| Coronary Guiding Catheter 7 Fr Left back up curve 3.5 cm | Piece
| Everolimus coated drug eluting stent, cobalt chromium base/platinum chromium steel/stainless steel base, DCGI approved; thin struts with high radial force, non-thrombogenic, non-inflammatory, enhanced visibility, high flexibility, thin & biocompatible polymer or polymer free, with the latest technology, diameter size 2-5 mm (assorted lengths 8-38mm as per center request) | Piece
| Coronary Guiding Catheter 6 Fr AL - Amplatz left 1.0 cm | Piece
| Percutaneous transluminal coronary angioplasty - Semi-Compliant balloon 1.00 mm x 5 mm | Piece
| Coronary Guiding Catheter 6 Fr JR - Judkins Right 4.0 cm | Piece
| Coronary Guiding Catheter 7 Fr JL -Judkins Left 3.5 cm | Piece
| Percutaneous transluminal coronary angioplasty - Compliant balloon 2.00 mm x 15 mm | Piece
| Coronary Guiding Catheter 7 Fr JR - Judkins Right 3.5 cm | Piece
| Temporary pacemaker - lead | Piece
| Diagnostic Coronary Catheter 6Fr x100 cm Amplatz left 2.0 cm | Piece
| Coronary Guiding Catheter 6 Fr JR - Judkins Right 3.0 cm | Piece
| Percutaneous transluminal coronary angioplasty - Semi-Compliant balloon 2.00 mm x 15 mm | Piece
| Coronary Guiding Catheter 7 Fr JR - Judkins Right 3.0 cm | Piece
| Percutaneous transluminal coronary angioplasty - Semi-Compliant balloon 3.00 mm x 20 mm | Piece
| Percutaneous transluminal coronary angioplasty - Semi-Compliant balloon 2.00 mm x 20 mm | Piece
| Diagnostic Coronary Catheter 5 Fr x100 cm Judkins Left 4.0 cm | Piece
| Percutaneous transluminal coronary angioplasty - Semi-Compliant balloon 3.00 mm x 15 mm | Piece
| Percutaneous transluminal coronary angioplasty - Compliant balloon 2.75 mm x 15 mm | Piece
| Percutaneous transluminal coronary angioplasty - Semi-Compliant balloon 4.5 mm x 12 mm | Piece
| Percutaneous transluminal coronary angioplasty - Compliant balloon 2.50 mm x 15 mm | Piece
| Percutaneous transluminal coronary angioplasty - Non-Compliant balloon 2.00 mm x 15 mm | Piece
| Percutaneous transluminal coronary angioplasty -Non-Compliant balloon 3.50 mm x 12 mm | Piece
| Percutaneous transluminal coronary angioplasty - Semi-Compliant balloon 4.0 mm x 15 mm | Piece
| Percutaneous transluminal coronary angioplasty - Non-Compliant balloon 4.0 mm x 12 mm | Piece
| Percutaneous transluminal coronary angioplasty - Non-Compliant balloon 3.50 mm x 15 mm | Piece
| Percutaneous transluminal coronary angioplasty - Non-Compliant balloon 4.0 mm x 15 mm | Piece
| Percutaneous transluminal coronary angioplasty - Non-Compliant balloon 2.75 mm x 15 mm | Piece
| Percutaneous transluminal coronary angioplasty - Semi-Compliant balloon 4.5 mm x 15 mm | Piece
| Percutaneous transluminal coronary angioplasty - Non-Compliant balloon 3.25 mm x 15 mm | Piece
| Percutaneous transluminal coronary angioplasty - Non-Compliant balloon 3.00 mm x 12 mm | Piece
| Percutaneous transluminal coronary angioplasty - Non-Compliant balloon 4.5 mm x 15 mm | Piece
| Syringe with lock - 3 ml | Piece
| Percutaneous transluminal coronary angioplasty - Non-Compliant balloon 2.50 mm x 15 mm | Piece
| Percutaneous vascular introducer sheath set, flexible coil-wire construction, kink-resistant introducer sheath length: 45 to 90cm, radiopaque wall, assorted sizes 7Fr, hemostatic valve, side-port with side-arm and 3 way-stopcock, non-traumatic dilator, disposable, sterile. | Set
| Introducer Sheath Kit B 4Fr (GW 0.038 J). Percutaneous vascular sheath set, hydrophilic coated introducer sheath length: 10-12cm, radiopaque wall, silicone hemostatic valve, side-port with side -arm and 3 way-stopcock, J-tip guide wire (40-60cm, 0.035inches), non-traumatic dilator, 18g single wall puncture needle, size: 4Fr, disposable, sterile. | Set
| Percutaneous vascular introducer sheath set, flexible coil-wire construction, kink-resistant introducer sheath length: 45 to 90cm, radiopaque wall, assorted sizes 6Fr, hemostatic valve, side-port with side-arm and 3 way-stopcock, non-traumatic dilator, disposable, sterile. | Set
| Guide wire 0.035x260cm Angle. Guidewire, standard, J-shaped, J-curve; radius 3mm, soft atraumatic floppy tip, PTFE-coated stainless steel, size 0.035inches x 260cm, disposable, sterile, the wire length should be decided by receiving center prior to delivery. | Piece
| Guide wire 0.035x150cm Angle. Guidewire, standard, J-shaped, J-curve; radius 3mm, soft atraumatic floppy tip, PTFE-coated stainless steel, size 0.035inches x 150cm, disposable, sterile, the wire length should be decided by receiving center prior to delivery. | Piece
| Guide wire, AMPLATZ super stiff, J-shaped, J-curve, radius 3mm, extra stiff shaft, soft atraumatic floppy tip, size 0.035inches x 130 to 300cm disposable, sterile. | Piece
| Percutaneous transluminal coronary angioplasty - Semi-Compliant balloon 2.50 mm x 15 mm | Piece
| Paediatric Probe P3-4(Siemens-Acusionx300)323055 | Nos
| Guide wire, PTCA, 0.014inches, length 180cm proprietary ACT ONE construction spring coil, proximal shaft provides excellent push ability and 1:1 torque, hybrid coating: hydrophilic with hydrophobic tip; hydrophobic coating: tip to 1.5cm; hydrophilic coating: 18.5cm, radio opaque tip 3cm, tip straight; tip load 0.5gf, flexible and shapeable, disposable, sterile. | Piece
| Guide wire, AMPLATZ super stiff, J-shaped, J-curve, radius 3mm, extra stiff shaft, soft atraumatic floppy tip, size 0.035inches x 130 to 300cm disposable, sterile. | Piece
| Guide wire, PTCA, 0.014inches for extra support, length 175 - 190 cm, Durasteel, proximal shaft provides excellent push ability and 1:1 torque, hydrophilic coating to provide enhanced trackability, radio opaque tip 3cm, J-tip/straight according to center request, flexible and shapeable, disposable, sterile. | Piece
| Guide wire, PTCA, flexible 0.014, 170-190cm nitinol core material, polymer sleeves, shaping ribbon tip 3cm radiopaque coils, with marker, different tip design according to center request. | Piece
| Guide wire for ptca for chronic total occlusions, shaft 0.014inches, tip 0.009inches; 16cm radio-opaque (according to center request) straight tip, 0.8 gf tip load (according to center request), polymer - hydrophilic coating , length 175-190cm, sterile for single use, | Piece
| Guide wire for PTCA for chronic total occlusions, shaft 0.014inches, tip 0.010inches; 16cm radio-opaque (according to center request) straight tip, 0.6 gf tip load , high-tension stainless steel core with polymer - hydrophilic coating , length 175-190cm, sterile for single use. | Piece
| Guide wire for PTCA for chronic total occlusions, shaft 0.014inches, tip 0.010inches; 16cm radio-opaque (according to center request) straight tip, 1.0 gf tip load, high-tension stainless-steel core with polymer - hydrophilic coating, length 175-190cm, sterile for single use. | Piece
| Guide wire for PTCA for chronic total occlusions, shaft 0.014inches, 15cm radio-opaque (according to center request) straight tip, 1.7 gf tip load, high-tension stainless-steel core with polymer - hydrophilic coating, length 175-190cm, sterile for single use. | Piece
| Guide wire for PTCA for chronic total occlusions, shaft 0.014inches, 15cm radio-opaque (according to center request) straight tip, 3.5 gf tip load, high-tension stainless-steel core with polymer - hydrophilic coating, length 175-190cm, sterile for single use. | Piece
| Guide wire for PTCA for chronic total occlusions, shaft 0.014inches, 15cm radio-opaque (according to center request) straight tip, 4.5 gf tip load, high-tension stainless steel core with polymer - hydrophilic coating, length 175-190cm, sterile for single use. | Piece
| Guide wire for PTCA for chronic total occlusions, shaft 0.014inches, 20cm radio-opaque (according to center request) straight tip, 9.0 gf tip load, high-tension stainless steel core with polymer - hydrophilic coating, length 175-190cm, sterile for single use. | Piece
| Guide wire, PTCA, 0.014inches, length 180cm proprietary ACT ONE construction spring coil, proximal shaft provides excellent push ability and 1:1 torque, polymer jacket 20cm; hydrophilic coating 40cm, radio opaque tip 3cm, tip straight; tip load 0.8 gf, flexible and shapeable, disposable, sterile. | Piece
| Guide wire, PTCA, 0.014inches, length 180cm proprietary ACT ONE construction spring coil, proximal shaft provides excellent push ability and 1:1 torque, hydrophilic coating 52cm, radio opaque tip 3cm, tip straight; tip load 0.3 gf, flexible and shapeable, disposable, sterile | Piece
| Guide wire extension , 0.014inches , length 180cm | Piece
| Diagnostic Coronary Catheter 4 Fr x 100 cm Multi purpose (MPA) | Piece
| Catheter, Pigtail Size 4F | Piece
| Coronary Guiding Catheter 7 Fr JL -Judkins Left 3.5 cm short tip | Piece
| Coronary microcatheter for antegrade/retrograde percutaneous coronary intervention, various sizes; single lumen; tapered stainless steel braid construction for optimal guidewire support; 15cm floppy distal segment; the outer diameter of the stainless-steel shaft tapers from a proximal 2.6Fr. to a distal 1.8Fr.; length 150cm, distal hydrophilic coating 75cm; distal outer diameter 1.8Fr. (0.61mm); proximal outer diameter 2.5Fr. (0.84mm); distal inner diameter 0.014inches (0.36mm); proximal inner diameter 0.021inches (0.55mm). | Piece
| Diagnostic Coronary Catheter 5 Fr x 100 cm Tiger 4.0 | Piece
| Coronary microcatheter dual lumen 1mm distal radiopaque marker 0.5mm wire exit port marker; 0.017inches tip entry profile; 150cm working length; 0.014 inches guide wire compatible; flexible distal shaft; sturdy proximal shaft. | Piece
| Diagnostic Coronary Catheter 6 Fr x100 cm Judkins Left 5.0 cm | Piece
| Guide extension: size 6-7f, guide segment 25cm, platinum iridium helical collar, hydrophilic coating, distal marker band radiopaque collar, compatible guide catheter 6f I.D. ≥0.070inches (1.78mm); inner diameter 0.05inches (1.45 mm); outer diameter- 0.067 (1.71 mm); 7f 6f I.D. ≥0.078inches (1.98 mm); inner diameter 0.06inches (1.60 mm); outer diameter 0.073inches (1.86 mm). | Piece
| ACT cuvetttes, Actalyke, MINI-II,Whole blood Tubes: plastic tube with gray flip top and barcode label, 0.5 cc blood sample | Piece
| Free Sterile Needles 1.5 inches, 18 G | Piece
| Pressure Monitoring tube/line: high pressure, clear, 200cm with male and female connection | Piece
| Free Sterile Needles 1.5 inches, 24 G | Piece
| Sutures: Polyglactin/Vicryl 2/0, 1/2 circle, roundbody 70cm | Piece
| Sutures: Polyglactin/Vicryl 4/0, 1/2 circle, reverse cutting 70cm | Piece
| AED Electropads (Pacing, Monitoring, Cardioversion) compitable to Mindrey, Beneheart Series and Radiolucent. | Piece
| Sutures: Silk 2/0,1/2 circle, roundbody 70cm | Piece
| Angioplasty balloon inflation device: pressure capability available: 30ATM (440psi), gauge accuracy 0.1ATM; volume: 20mL syringe volume; 30cm 1200psi extension tube; luminescent gauge for easy and accurate readings in dimmed lighting; clear polycarbonate barrel with accurate scale for better visualization of bubbles in the device; coarse threads and small diameter barrel enable faster inflation. 1.5 times pitch than type-I, inflate speed 50% faster; medium pressure (500psi) 3 ways stopcock with vented cap; ergonomic button design, enable one-click deflation, one-hand operation. | Piece
| Sterile Self-Adhesive Transparent Surgical Incise Drape, Size: 30x40cm | Piece
| Angioplasty balloon, below knee, dual lumen, 4f, atraumatic tip, excellent push ability and flexibility, kink resistant, high rated burst pressure (12 - 15 ATM), rapid inflation/deflation, balloon size: 2- 3mm x 10- 20cm, shaft length: 135 - 150cm, 0.014inches- 0.018inches guide wire compatible, disposable, sterile, the specific balloon lengths and shaft length must be decided by the receiving center before delivery. | Piece
| Femoral Artery Puncture needle, 18 G, 7cm | Piece
| Angioplasty balloon, over-the-wire (OTW), below knee, dual lumen, 4fr, atraumatic tip, excellent push ability and flexibility, kink resistant, high rated burst pressure (12 - 15 ATM), rapid inflation/ deflation, balloon size: 2 mm to 2.5mm x 10-20cm, shaft length: 135-150 cm, 0.014inches - 0.018inches guidewire compatible, disposable, sterile, the specific balloon lengths must be decided by the receiving center before delivery. | Piece
| Avoximeter 4000 : Whole Blood Co-oxymeter Cuvettes | Piece
| Angioplasty balloon, over-the-wire (OTW), very high rated burst pressure (16-30 ATM), dual lumen, 5fr, atraumatic tip, excellent push ability and flexibility, kink resistant, rapid inflation/ deflation, balloon diameter: 5mm, balloon length must range 2 - 3cm, shaft length must range 135 - 150cm, disposable, sterile, the specific balloon lengths and shaft length must be decided by the receiving center before delivery. | Piece
| Angioplasty balloon, over-the-wire (OTW), very high rated burst pressure (16-30 ATM), dual lumen, 5fr, atraumatic tip, excellent push ability and flexibility, kink resistant, rapid inflation/ deflation, balloon diameter: 5mm, balloon length must range 4 - 6cm, shaft length must range 135 - 150cm, disposable, sterile, the specific balloon lengths and shaft length must be decided by the receiving center before delivery. | Piece
| Angioplasty balloon, over-the-wire (OTW), very high rated burst pressure (16-30 ATM), dual lumen, 5fr, atraumatic tip, excellent pus h ability and flexibility, kink resistant, rapid inflation / deflation, balloon diameter: 5mm, balloon length must range 8-10cm, shaft length must range 135-150cm, disposable, sterile, the specific balloon lengths and shaft length must be decided by the receiving center before delivery. | Piece
| Angioplasty balloon, over-the-wire (OTW), dual lumen, 4-6fr, atraumatic tip, excellent push ability and flexibility, kink resistant, high rated burst pressure (12 - 15 ATM), rapid inflation / deflation, balloon size: 6 mm, balloon length must range 4-6cm, shaft length must range 135-150cm, disposable, sterile, the specific balloon lengths and shaft length must be decided by the receiving center before delivery. | Piece
| Angioplasty balloon, over-the-wire (OTW), dual lumen, 4-6fr, atraumatic tip, excellent push ability and flexibility, kink resistant, high rated burst pressure (12 - 15 ATM), rapid inflation/ deflation, balloon size: 6mm, balloon length must range 8-10cm, shaft length must range 135-150cm, disposable, sterile, the specific balloon lengths and shaft lengths must be decided by the receiving center before delivery. | Piece
| Angioplasty balloon, over-the-wire (OTW), dual lumen, 4-6fr, atraumatic tip, excellent push ability and flexibility, kink resistant, high rated burst pressure (12 - 15 ATM), rapid inflation/ deflation, balloon size: 8mm, balloon length must range 4-6 cm, shaft length must range 135-150cm, disposable, sterile, the specific balloon lengths and shaft lengths must be decided by the receiving center before delivery. | Piece
| Angioplasty balloon, over-the-wire (OTW), dual lumen, 4-6fr, atraumatic tip, excellent push ability and flexibility, kink resistant, high rated burst pressure (12 - 15 ATM), rapid inflation / deflation, balloon size: 8 mm, balloon length must range 8-10cm, shaft length must range 135-150cm, disposable, sterile, the specific balloon lengths and shaft lengths must be decided by the receiving center before delivery. | Piece
| Angioplasty balloon, over-the-wire (OTW), dual lumen, 4-6fr, atraumatic tip, excellent push ability & flexibility, kink resistant, high rated burst pressure (12 - 15 ATM), rapid inflation/ deflation, balloon size: 10mm, balloon length must range 4-6cm, shaft length must range 135-150cm, disposable, sterile, the specific balloon lengths and shaft lengths must be decided by the receiving center before delivery. | Piece
| Angioplasty balloon, over-the-wire (OTW), dual lumen, 4-6fr, atraumatic tip, excellent push ability and flexibility, kink resistant, high rated burst pressure (12 - 15 ATM), rapid inflation/ deflation, balloon size: 10mm, balloon length must range 8-10cm, shaft length must range 135-150cm, disposable, sterile, the specific balloon length and shaft lengths must be decided by the receiving center before delivery. | Piece
| Angioplasty balloon, over-the-wire (OTW), dual lumen, 4-6 fr, atraumatic tip, excellent push ability and flexibility, kink resistant, high rated burst pressure (12 - 15 ATM), rapid inflation / deflation, balloon size: 12 mm, balloon length must range 4-6 cm, shaft length must range 135-150cm, disposable, sterile, the specific balloon lengths and shaft lengths must be decided by the receiving center before delivery. | Piece
| Angioplasty balloon, over-the-wire (OTW), dual lumen, 4-6fr, atraumatic tip, excellent push ability and flexibility, kink resistant, high rated burst pressure (12 - 15 ATM), rapid inflation/ deflation, balloon size: 12mm, balloon length must range 8-10cm, shaft length must range 75-150cm, disposable, sterile, the specific balloon lengths and shaft lengths must be decided by the receiving center before delivery. | Piece
| Stent, balloon-expandable, vascular, interwoven design, nitinol wire (super-elastic), specific for popliteal arteries and over-the-joints, fracture, kink and crush resistant, minimal foreshortening, stent diameter: 5mm, stent length 10 -12cm, shaft length: 120 - 150cm, sterile, the specific stent diameters and stent lengths will be decided by receiving center before delivery. | Piece
| Stent, balloon-expandable, vascular, interwoven design, nitinol wire (super-elastic), specific for popliteal arteries and over-the-joints, fracture, kink and crush resistant, minimal foreshortening, stent diameter: 6mm, stent length 10-12cm shaft length: 120 - 150cm, sterile, the specific stent diameters and stent lengths will be decided by receiving center before delivery. | Piece
| Stent, balloon-expandable, vascular, interwoven design, nitinol wire (super-elastic), specific for popliteal arteries and over-the-joints, fracture, kink and crush resistant, minimal foreshortening, stent diameter: 8mm, stent length 10-12cm, shaft length: 120 - 150cm, sterile, the specific stent diameters and stent lengths will be decided by receiving center before delivery. | Piece
| Stent, balloon-expandable, vascular, interwoven design, nitinol wire (super-elastic), specific for popliteal arteries and over-the-joints, fracture, kink and crush resistant, minimal foreshortening, stent diameter: 10mm, stent length 10-12cm, shaft length: 120 - 150cm, sterile, the specific stent diameters and stent lengths will be decided by receiving center before delivery. | Piece
| Peripheral guidewire, 0.018inches, high torquability, exposed 3cm platinum tip coil, shapeable tip, stainless steel core to tip, polymer coated length: 8cm, straight, tip stiffness: 4-5 grams, penetration power 17, guidewire length: 190-300cm, sterile, disposable. | Piece
| Peripheral guidewire, 0.014inches, high torquability, exposed 3cm platinum tip coil, shapeable tip, stainless steel core to tip, polymer coated length: 8cm, straight, tip stiffness: 3.5-4 grams, penetration power 17, guidewire length: 190-300cm, sterile, disposable. | Piece
| Snare kit, single loop, size 4fr, each kit must include: snare, snare guiding catheter, snare introducer device and torque device, disposable, sterile 10cm and 20-30cm. | Set
| Snare kit, triple loop, size 4fr, each kit must include: snare, snare guiding catheter, snare introducer device and torque device, dis posable, sterile 10cm and 20-30cm. | Set
| IVC (inferior vena cava) filter, permanent filter, 6- 8fr compatible, MRI safe, may be inserted by at least two access sites (femoral, jugular or brachial/basilic), sterile. | Set
| IVC (inferior vena cava) filter: retrievable with retrieval kit, 6-8fr compatible, retrieval window: more than 6 months, MRI safe (static magnetic fields of 3-Tesla and 1.5-Tesla), jugular and femoral insertion in a single set, controlled/re-sheathable on insertion from a jugular access, jugular retrieval, preloaded on a filter introducer, the filter has radiopaque platinum markers for accurate visualization and placement, filter shape: conical type, compatible with IVC diameters up to 30mm, filter length: 48 mm, 7fr coaxial introducer system (70-80 cm), 10fr hydrophilic-coated pre-dilator, the multipurpose dilator includes radiopaque sizing bands and flushing side ports, sterile, the IVC filter retrieval set must be supplied with the awarded ivc filter,the retrieval set must include the compatible retrieval sheath and snare, disposable, sterile, (the retrieval sets are to be supplied with a ratio of 3:1, i.e, for every (3) IVC filters a warded, (1) retrieval kit must be provided). | Set
| Guide wire 0.035x150 cm Angle | Piece
| Pacemaker lead - Dual chamber - Atrial lead 1 and ventricular lead 1; Dual chamber DDDR pacemaker MRI compatible LEADS; All single chamber modes and basic multi-programmable parameters with preferably autosensing and auto-capture/output management facilities. Must have full body MRI scan compatibility with all lead combinations at 3 Tesla & 1.5 Tesla. Monitor the integrity of lead and switch polarity in case of issue. Must have rate response which allows rate profile optimization. Must have Ventricular Capture Management. The Size of lead should be 7F or less. The Lead must be steroid eluting and should be both bipolar and unipolar configuration. Must have both active and passive fixation endocardial leads available. Standard International Warranty on implantable Pulse Generator. | Set
| Diagnostic Coronary Catheter 6 Fr x100 cm Judkins Right 3.5 cm | Piece
| Coronary Guiding Catheter 6 Fr AL - Amplatz left 0.75 cm | Piece
| Adult Probe P 4-2(Siemens-Acusonx300PE)345158 | Nos
| Percutaneous transluminal coronary angioplasty - Compliant balloon 1.50 mm x 15 mm | Piece
| Pacemaker set - CRTD generator with atrial lead, ventricular lead, CS lead and peelable sheaths set | Set
| Percutaneous transluminal coronary angioplasty - Compliant balloon 1.00 mm x 5 mm | Piece
| Introducer needle 18 G; 7cm; stainless steel | Piece
| Guide wire 0.035x260 cm Angle | Piece
| Radial artery compression device | Set
| Syringe with lock 2mL | Piece
| Coronary Guiding Catheter 6 Fr JL - Judkins Left 3.5 cm | Piece
| Pacemaker lead - Single Chamber VVI ventricular lead 1 SINGLE CHAMBER VVIR PACEMAKER MRI compatible LEADS. All single Chamber modes and basic multi-programmable parameters with preferably autosensing and auto-capture/output management facilities. Must have full body MRI scan compatibility with all lead combinations at 3 Tesla & 1.5 Tesla. Monitor the integrity of lead and switch polarity in case of issue. Must have rate response which allows rate profile optimization. Must have Ventricular Capture Management. The Size of lead should be 7F or less. The Lead must be steroid eluting and should be both bipolar and unipolar configuration. Must have both active and passive fixation endocardial leads available. Standard International Warranty on implantable Pulse Generator. | Set
| Pacemaker set - Dual chamber DDDR generator with atrial and ventricular leads and peelable sheath set. Dual chamber DDDR MRI conditional pacemaker, permanent pacemakers with all leads and accessories: maximum battery life required; programmers /software upgrade & enough printing papers must be provided free of charge to all centers; complete system with (RA & RV leads, introducer sheaths & surgical cables); fully/full body MRI compatible 1.5 and 3 tesla. All pacing modes and basic multi- programmable parameters including hysteresis with preferably autosensing and auto-capture/output management facilities. Size of lead must be 7F or less Monitor the integrity of lead and switch polarity in case of issue. Must minimize ventricular pacing by optimizing AV delay. Must have Ventricular and Atrial Capture Management. Must have AF prevention/suppression algorithm. The Lead must be steroid eluting and should be both bipolar and unipolar configuration. Must have both active and passive fixation endocardial leads available. Should be remote monitoring capable. Should come with standard international warranty. | Set
| Pacemaker generator - Dual chamber DDDR generator; Dual chamber DDDR MRI conditional pacemaker, permanent pacemakers; Maximum battery life required; Programmers/software upgrade and enough printing papers must be provided free of charge to all centers;; fully/full body MRI compatible 1.5 and 3 tesla. All pacing modes and basic multi- programmable parameters including hysteresis with preferably autosensing and auto-capture/output management facilities. Size of lead must be 7F or less Monitor the integrity of lead and switch polarity in case of issue. Must minimize ventricular pacing by optimizing AV delay. Must have Ventricular and Atrial Capture Management. Must have AF prevention/suppression algorithm. Should be remote monitoring capable. Should come with standard international warranty | Set
| Pacemaker lead - CRTD - Atrial lead 1 , ventricular AICD lead 1, CS lead 1. Cardiac resynchronization therapy (CRT-P) biventricular pacemaker, biventricular pacemaker with atrial, RV, coronary sinus (LV) leads and all accessories required during implantation. Must have separate programmable RV, LV lead amplitude, pulse width and VV delay. The size of RA, RV and LV leads should be 7F or less. The leads should be steroid eluting and should be bipolar and unipolar configuration. Should have both active and passive fixation RA and RV endocardial leads. Monitor the integrity of lead and switch polarity in case of issue. Automatic threshold monitoring and output adjustment in RA, RV, LV. Must have remote patient management capability. Warranty not less than 5 (Five) years. Must have shock reduction technology. All basic programmable parameters with preferably autosensing and auto capture/output management facilities. Must have full body MRI scan compatibility with all lead combinations at 3 Tesla and 1.5 Tesla. Must monitor the lead integrity and notify in case of a suspected failure. RV lead must be 9F or less. Must have all SVT discrimination at very high rate. Must have morphological based SVT discrimination. Should be remote monitoring capable. Lead should be steroid eluting. Should have both active and passive fixation leads. Should come with standard international warranty. Cardiac resynchronization pacemaker, CRT-D: maximum battery life required; Enhanced CRT features to improve CRT response & quality of life with clinically proven results; programmers /software upgrade and enough printing papers must be provided free of charge to all centers. Complete system with RA and RV and LV leads (LV lead quadric polar or bipolar depend on demand), introducer sheaths, delivery system for LV lead & surgical cables and venogram balloon5 - fully MRI compatible 1.5 and 3 tesla. | Set
| Pacemaker set - Cardiac resynchronization therapy ICD, CRT-D; CRTD generator with atrial lead, ventricular lead, CS lead and peelable sheaths set. Size: 33-37 cc 2-enhanced CRT features to improve CRT response and quality of life with c clinically proven results; Enhanced features in full auto output, reduction of shocks; Physiologic shape to reduce pocket pressure and ensure patient comfort; Consistent fast charge time till end of life: BOL=7-8sec/EOL=9-10sec; Maximum battery life required, (EBM by third party) covered by full warranty regardless programmed parameters and delivered shocks; Programmers/software upgrade and enough printing papers must be provided free of charge to all centers. | Set
| Pacemaker lead - CRTP - Atrial lead 1, ventricular lead 1, CS lead 1. Cardiac resynchronization therapy (CRT-P) biventricular pacemaker, biventricular pacemaker with atrial, RV, coronary sinus (LV) leads and all accessories required during implantation. Must have separate programmable RV, LV lead amplitude, pulse width and VV delay. The size of RA, RV & LV leads should be 7F or less. The leads should be steroid eluting and should be bipolar and unipolar configuration. Should have both active and passive fixation RA & RV endocardial leads. Monitor the integrity of lead and switch polarity in case of issue. Automatic threshold monitoring and output adjustment in RA, RV, LV. Must have remote patient management capability. Warranty not less than 5 (Five) years. Cardiac resynchronization pacemaker, CRT-D: maximum battery life required; Enhanced CRT features to improve CRT response & quality of life with clinically proven results; programmers /software upgrade and enough printing papers must be provided free of charge to all centers; Complete system with RA and RV and LV leads (LV lead quadric polar or bipolar depend on demand), introducer sheaths, delivery system for LV lead & surgical cables and venogram balloon5 - fully MRI compatible 1.5 and 3 tesla. | Set
| AICD set - AICD generator with ventricular AICD lead and peelable sheath. AICD dual chamber MRI conditional ICD with all leads and accessories. Must have shock reduction technology. All basic programmable parameters with preferably autosensing and auto capture/output management facilities. Must have full body MRI scan compatibility with all lead combinations at 3 Tesla and 1.5 Tesla. Must monitor the lead integrity and notify in case of a suspected failure. RV lead must be 9F or less. Must have all SVT discrimination at very high rate. Must have morphological based SVT discrimination. Should be remote monitoring capable. Lead should be steroid eluting. Should have both active and passive fixation leads. Should come with standard international warranty. Size 33-35 cc; Enhanced features in full auto output, reduction of shocks and improving quality of life with clinically proven results; Physiologic shape to reduce pocket pressure and ensure patient comfort; Consistent fast charge time till end of life: BOL = 7-8 sec /EOL = 9-10sec; Maximum battery life required, (EBM by third party) covered by full warranty regardless programmed parameters and delivered shocks; Programmers /software upgrade and enough printing papers must be provided free of charge to all centers; Complete system with (RA and RV leads, introducer sheaths and surgical cables); DF4 connector (devices with DF 1 connector also to be provided for pulse generator changes of old implants as per the request of the center); Fully MRI compatible 1.5 and 3 tesla. | Set
| AICD generator. AICD single chamber MRI conditional ICD with all leads and accessories. All basic programmable parameters with preferably autosensing and auto capture/ output management facilities. Must have full body MRI scan compatibility with all lead combinations at 3 Tesla and 1.5 Tesla. RV lead must be 9F or less. Must have all SVT discrimination in VF zone. Must have morphological based SVT discrimination. Must monitor the lead integrity and notify in case of a suspected failure. Must have Shock reduction technology. Should be remote monitoring capable. Lead should be steroid eluting. Should have both active and passive fixation leads. Should come with standard international warranty. Size 33-35 cc; Enhanced features in full auto output, reduction of shocks and improving quality of life with clinically proven results; Physiologic shape to reduce pocket pressure and ensure patient comfort; Consistent fast charge time till end of life: BOL = 7-8 sec /EOL = 9-10sec; Maximum battery life required, (EBM by third party) covered by full warranty regardless programmed parameters and delivered shocks; Programmers /software upgrade and enough printing papers must be provided free of charge to all centers; Technical & educational support should be provided to the hospital staff in a ll centers with expert team (certified); Complete system with (RV leads, introducer sheaths and surgical cables); DF4 connector (devices with DF 1 connector also to be provided for pulse generator changes of old implants as per the request of the center); Fully MRI compatible 1.5 and 3 tesla. | Set
| Pacemaker generator - Cardiac resynchronization therapy ICD, CRT-D; CRTD generator with atrial lead, ventricular lead, CS lead and peelable sheaths set. Size 33-37 cc 2-enhanced CRT features to improve CRT response and quality of life with c clinically proven results; Enhanced features in full auto output, reduction of shocks; Physiologic shape to reduce pocket pressure and ensure patient comfort; Consistent fast charge time till end of life: BOL=7-8sec/EOL=9-10sec; Maximum battery life required, (EBM by third party) covered by full warranty regardless programmed parameters and delivered shocks; Programmers/software upgrade and enough printing papers must be provided free of charge to all centers. | Set
| Thrombus aspiration catheter 6Fr, distal radiopaque aspiration catheter, large lumen to facilitate quick aspiration, single extrusion 100% wire braided extrusion, kink resistant, catheter length: 140-150cm, 3 depth positioning (non-radiopaque markers, 90cm, 100cm, 110cm), tampered tip, hydrophilic coating distal 20cm of catheter, 12cm rapid exchange length, 4fr system, 6fr guide catheter (0.070inches min, ID), 0 .014inches guide wire compatibility, includes: 30ml aspiration syringe, 4mL rapid exchange prep flushing syringe, filter baskets, micro-stop basin, 60mL fluid, 20-25cm tubing set with stopcock, single use, sterile. | Set
| Thrombus aspiration catheter 7Fr, distal radiopaque aspiration catheter, large lumen to facilitate quick aspiration, single extrusion 100% wire braided extrusion, kink resistant, catheter length: 140-150cm, 3 depth positioning (non-radiopaque markers, 90cm, 100cm, 110cm), tampered tip, hydrophilic coating distal 20cm of catheter, 12cm rapid exchange length, 4fr system, 6fr guide catheter (0.070inches min, ID), 0 .014inches guide wire compatibility, includes: 30ml aspiration syringe, 4mL rapid exchange prep flushing syringe, filter baskets, micro-stop basin, 60mL fluid, 20-25cm tubing set with stopcock, single use, sterile. | Set
| Scoring balloon for high fibrotic lesions, hydrophilic coating, with 2 external wires on the balloon bulb, one 0.010 inhes fixed external wire and the other one is the guide wire itself, diameter: 2 to 4 mm, balloon length: 10-15mm, shaft length: 80 - 140cm, guidewire compatibility: 0.014 - 0.018 inhes, disposable, sterile, the specific balloon lengths must be decided by receiving center before delivery. | Piece
| Cutting balloon for high calcific lesions, 2.00 mm – 3.25 mm balloon diameter contain 3 atherotomes and 3.50 mm – 4.00 mm balloon diameter models contain 4 atherotomes, diameter: 2 to 4 mm, balloon length: 10-15 mm, shaft length: 80 - 140 cm, guidewire compatibility: 0.014in - 0.018in, disposable, sterile, the specific balloon lengths must be decided by receiving center before delivery. | Piece
| Introducer Kit B 6 Fr X 10 cm (GW 0.038 J) | Set
| Indigo Seperator 6 | Piece
| Penumbra engine canister for indigo system. | Piece
| Large lumen aspiration tubing compatible with indigo penumbra cathters. | Piece
| Indigo Seperator 8 | Piece
| Indigo catheter Rx, 140cm + Large lumen aspiration tubing | Piece
| Indigo catheter 8, X torq tip 115cm | Piece
| Percutaneous transluminal coronary angioplasty - Non-Compliant balloon 2.00 mm x 20 mm | Piece
| Disposable drapes for Cath lab - agniography surgical drape kit; must have: Surgeon Gown (2No - size L); Hand Towel (4Nos); Back table drape 150 x 190cm (1Nos); Surgical drape 50 x 60cm (4 Nos); Angiography drape 230 x 360cm (1Nos); Tray 28 x 25 x 5cm ( 1 nos); Basin 1000mL (1 nos); Basin 500ml (1 nos); Disinfection brush 15 cm (3 nos); Kidney basin 750mL ( 1 nos); Dressing cup 120mL (2 nos); Abdominal pad 75 x 56cm | Set
| Transparent Plastic screen cover protection with elastic band to cover the C-arm and joy stick - cockpit | Piece
| Thrombus aspiration catheter 6 Fr | Set
| Pacemaker lead - CRTD - Atrial lead 1 , ventricular AICD lead 1, CS lead 1 | Set
| Pacemaker generator - Single chamber VVI generator. Implantable pacemaker, single pacemaker: maximum battery life required; programmers /software upgrade and enough printing papers must be provided free of charge to all centers; and fully MRI compatible 1.5 and 3 tesla | Set
| Pacemaker generator - Single chamber VVI generator | Set
| Percutaneous transluminal coronary angioplasty - Non-Compliant balloon 3.00 mm x 15 mm | Piece
| Pacemaker set - single chamber VVI generator with ventricular lead and peelable sheath set. Implantable pacemaker, single pacemaker: maximum battery life required; programmers/software upgrade and enough printing papers must be provided free of charge to all centers; complete system with (RV lead, introducer sheaths & surgical cables); and fully MRI compatible 1.5 and 3 tesla | Set
| Diagnostic Coronary Catheter 5 Fr x100 cm Judkins Right 4.0 cm | Piece
| Percutaneous transluminal coronary angioplasty - Non-Compliant balloon 4.5 mm x 12 mm | Piece
| Coronary Guiding Catheter 6 Fr Left back up curve 3.5 cm | Piece
| Coronary Guiding Catheter 7 Fr JR - Judkins Right 4.0 cm | Piece
| Semi-compliant | Heading
| Percutaneous transluminal coronary angioplasty - Semi-Compliant balloon 2.75 mm x 20 mm | Piece
| Percutaneous transluminal coronary angioplasty - Semi-Compliant balloon 1.2 mm x 5 - 6 mm | Piece
| Zotarolimus coated drug eluting Stent, Cobalt Chromium base/Platinum Chromium steel/Stainless steel base, DCGI approved; thin struts with high radial force, non-thrombogenic, non-inflammatory, enhanced visibility, high flexibility, thin & biocompatible polymer or polymer free, with the latest technology, diameter size 2-5 mm (assorted lengths 8-38mm as per center request) | Piece
| Safety pressure monitoring kit, double, for transducer with micro drip chamber, flush device, extension for pressure tubing (110 cm) and 3 way stopcock, non-compliant, (compatible with monitor in every centre) disposable, sterile (compatible to GE C-arm system) | Set
| Manifold: 3-way manifold; right on handle with 15cm tubing extension and rotating luer. | Piece
| Pacemaker set - single chamber VVI generator with ventricular lead and peelable sheath set | Set
| PTCA - Y connector with Tuohy-Borst valve, wire introducer, and torque device (1 each) | Set
| Biolimus A9 Drug Eluting Stent on Cobalt Chromium base/Platinum Chromium steel/Stainless steel base, US FDA or CE approved, thin struts with high radial force, non-thrombogenic, non-inflammatory, enhanced visibility, high flexibility, thin & biocompatible polymer or polymer free, with the latest technology, diameter size 2-5 mm (assorted lengths 8-38mm as per center request) | Piece
| Transparent Plastic screen cover protection with elastic band to cover lead shield . | Piece
| Transparent, sterile, plastic cover for Ultrasound probe; size 15 x 150cm. | Piece
| Steri - strip Reinforced adhesive skin closure; 6mm x 100mm | Piece
| Biolimus A9 Drug Eluting Stent on Cobalt Chromium base/Platinum Chromium steel/Stainless steel base, DCGI approved, thin struts with high radial force, non-thrombogenic, non-inflammatory, enhanced visibility, high flexibility, thin & biocompatible polymer or polymer free, with the latest technology, diameter size 2-5 mm (assorted lengths 8-38mm as per center request) | Piece
| Amphilimus Drug Eluting Stent on Cobalt Chromium Platform, DCGI approved, thin struts with high radial force, non-thrombogenic, non-inflammatory, enhanced visibility, high flexibility, thin and biocompatible polymer or polymer free, with the latest technology, diameter size 2-5 mm (assorted lengths 8-38mm as per center request) | Piece
| Amphilimus Drug Eluting Stent on Cobalt Chromium Platform, US FDA or CE approved, thin struts with high radial force, non-thrombogenic, non-inflammatory, enhanced visibility, high flexibility, thin and biocompatible polymer or polymer free, with the latest technology, diameter size 2-5 mm (assorted lengths 8-38mm as per center request) | Piece
| Guide wire, AMPLATZ super stiff, J-shaped, J-curve, radius 3mm, extra stiff shaft, soft atraumatic floppy tip, size 0.035inches x 145 to 300cm disposable, sterile. | Piece
| Guide wire, nitinol, 100% hydrophilic coated, polyurethane coated, standard/flexible shaft, tapered, angled tip, 0.035inches x 150 to 260cm disposable, sterile. | Piece
| Indigo catheter 6, straight tip, 135cm | Piece
| Percutaneous Transluminal Angioplasty (PTA) guidewire, micro, CTO (chronic total occlusion) guidewire, 0.018inch, high torquability, stainless steel body and nitinol tip; hydrophilic coating on a radiopaque polymer; exposed 3cm platinum tip coil, shapeable tip, stainless steel core to tip, polymer coated length: 8cm, straight, tip load: 4grams, penetration power 17, guidewire length: 190-300cm, sterile, disposable. | Piece
| Compliant | Heading
| Percutaneous Transluminal Angioplasty (PTA) guidewire, micro, CTO (chronic total occlusion) guidewire, 0.014inch, high torquability, stainless steel body and nitinol tip; hydrophilic coating on a radiopaque polymer; exposed 3cm platinum tip coil, shapeable tip, stainless steel core to tip, polymer coated length: 8cm, straight, tip load: 2.8 - 3.5grams, guidewire length: 190-300cm, sterile, disposable. | Piece
| Radial Artery Introducer Needle, Needle size 1.02mm, Length 32mm, 20G. | Piece
| Dressing flim with pads, transparent, water proof, sterile, flim size 9x10cm, pad size 3inches. | Piece
| Rapamycin Drug Eluting Stent on Cobalt Chromium Platform, US FDA or CE approved, thin struts with high radial force, non-thrombogenic, non-inflammatory, enhanced visibility, high flexibility, thin and biocompatible polymer or polymer free, with the latest technology, diameter size 2-5 mm (assorted lengths 8-38mm as per center request) | Piece
| Sirolimus coated drug eluting Stent, Cobalt Chromium base/Platinum Chromium steel/Stainless steel base, US FDA or CE approved; thin struts with high radial force, non-thrombogenic, non-inflammatory, enhanced visibility, high flexibility, thin & biocompatible polymer, or polymer free, with the latest technology, diameter size 2-5 mm (assorted lengths 8-38mm as per center request) | Piece
| Zotarolimus coated drug eluting Stent, Cobalt Chromium base/Platinum Chromium steel / Stainless steel base, US FDA or CE approved; thin struts with high radial force, non-thrombogenic, non-inflammatory, enhanced visibility, high flexibility, thin & biocompatible polymer or polymer free, with the latest technology, diameter size 2-5 mm (assorted lengths 8-38mm as per center request) | Piece
| Sirolimus coated drug eluting Stent, Cobalt Chromium base/Platinum Chromium steel/Stainless steel base, DCGI approved; thin struts with high radial force, non-thrombogenic, non-inflammatory, enhanced visibility, high flexibility, thin & biocompatible polymer or polymer free, with the latest technology, diameter size 2-5 mm (assorted lengths 8-38mm as per center request) | Piece
| Rapamycin Drug Eluting Stent on Cobalt Chromium Platform, DCGI approved, thin struts with high radial force, non-thrombogenic, non-inflammatory, enhanced visibility, high flexibility, thin & biocompatible polymer or polymer free, with the latest technology, diameter size 2-5 mm (assorted lengths 8-38mm as per center request) | Piece
| Cover stent | Heading
| Cover stents 3.0x19mm | Piece
| Everolimus coated drug eluting stent, cobalt chromium base/platinum chromium steel/stainless steel base US FDA or CE approved; thin struts with high radial force, non-thrombogenic, non-inflammatory, enhanced visibility, high flexibility, thin and biocompatible polymer or polymer free, with the latest technology, diameter size 2-5 mm (assorted lengths 8-38mm as per center request) | Piece
| Diagnostic Coronary Catheter 6 Fr x100 cm Judkins Left 3.5 cm | Piece
| Percutaneous transluminal coronary angioplasty - Semi-Compliant balloon 3.50 mm x 15 mm | Piece
| Percutaneous transluminal coronary angioplasty - Semi-Compliant balloon 4.0 mm x 12 mm | Piece
| Syringe with lock - 10 ml | Piece
| Manifold | Piece
| Coronary Guiding Catheter 6 Fr JR - Judkins Right 3.5 cm | Piece
| Percutaneous transluminal coronary angioplasty - Non-Compliant balloon 3.00 mm x 20 mm | Piece
| Pacemaker lead - CRTP - Atrial lead 1 , ventricular lead 1, CS lead 1 | Set
| 6Fr. Swan Ganz Balloon Wedge Pressure Catheter | Set
| Pacemaker set - Dual chamber DDDR generator with atrial and ventricular leads and peelable sheath set | Set
| Pigtail Catheter 5Fr X 110 cm SP | Set
| Vascular access sheath, with dilator Size 5F | Piece
| Vascular access sheath, with dilator Size 4F | Piece
| Thermal paper | Roll
| Vascular access sheath, with dilator Size 6F | Piece
| Echo Machine(Phillips EPIQ E7) Echocardiography Machine Specification. Syetem Overview: Monitor (inch): 21.5 inch LCD. Tilt/Rotate AdjustableMonitor. Monitor Resolution: 1920*1080. Image Size Resolution: 1024*768. Touch Sreen (inch): 12. Trackball or Trackpad: Trackball. CP Back-Lighting: 3 steps. Weight: 230lbs (104.3 Kg). Probe Ports: 4. Battery: 45 min. Boot-Up Time: 110 sec. Sleep Mode (Quick Start). Maximum Depth of field: 30 cm. Minimum depth of Field: 2 cm. Cart (HCU): No. Independent Steer & Lockable Wheels. Connectivity: DICOM 3.0. DICOM SR_Cardic. DICOM SR_Vascular. DICOM SR_OB/GYN. JPEG,WMV, & AVI. USB. HDD/SDD. DVD/CD RW. Wireless LAN. Transducers: Phased Array_Adult (1 &#771;5Mhz). Single Crystal Phased Array_Adult (1 &#771;5Mhz). 2D Array 3D Phased Array (1 &#771;5Mhz). Phased Array_Pediatric (1 &#771;8hz). Phased Array_Neonate (4 &#771;12Mhz). TEE_Adult (3-7Mhz). Features: Tissue Harmonic Imaging. Spatial Compounding (=CrossXbeam). Speckle Reduction (=SRI). Auto image Opt (B mode). Auto image Opt (Doppler). Write Zoom. Triplex Mode. Needle Enhencement or Needle Recognition. Auto NT Measurement (=Sono NT). Auto Follicle 2D Measurement. Auto IMT. Automated B/M/D Measurement. Automated LH Measurement (Automated Function Imaging (AFI), Cardic Motion Quantification (CMQ), or Auto EF (Ejection Fraction). Live Dual (B/BC) Mode. SmartExam or Scan Assistant. Fusion. Raw Data File. Flexible Report. Imaging Modes: 2D, M Mode. M-color Flow Mode. Anatomical M-Mode. Trapezoidal Mode. Color, Power Angio, Pulse Wave Doppler. Bi-directional Power (=HD FLOW). SCW Doppler. Tissue Doppler (Velocity) Imaging. Freehand 3D. STIC 9Spatio-Temporal Image Correlation). Live 3D Echo. Stress Echo. Strain and Strain Rate (Cardiac). B Flow: No. Panoramic Imaging (=Logiq View). Contrast Imaging-Cardiac. Contrast Imaging- General Imaging. Strain-based Elastography. Shear Wave Elastography. Applications: Echocardiography_Adult. Interventional Cardiology. Echocardiography_Pediatric. Echocardiography_Neonate. Stress Echocardiography. Transesophageal Echo_Adult. Transesophageal Echo_Pediatric. Contrast Imaging_General Imaging (Low MI). Contrast Imaging_ Cardiac (High or Low MI). Strain Elastograpgy. | Set
| Automated BP monitor stress exercise testing : BP Measurement: Auscultatory R-wave gating usingK-sound analysis, for all static and active phases of stress testing: Oscillometric using pneumatic pressure for static measurements only. Measurement Range: pressure(DKA Mode)Systolic : 40-270 mmHg. Diastolic: 20-160mmHg(OSC Mdoel)Systolic: 40-260mmHg Dialstolic: 20-160 mmhg: Heart Rate: 40-200 bpm, Interface: Integrates with CASE and Cardiosoft Diagnostic Systems using RS-232 and BNC connections. ECG Source: CASE System or CardioSoft Diagnostic System ECG trigger Point, Power: Input-100-240 VAC @1.5A max, 50-60 Hz,Output:+ 9VDC @ 5A, Classification Class I, continues. BP Sampling intervals from integrated stress ECG System or 1-20 minute intervals, Dimensions 24.0cmx17.4cmx11.5cm(9.5x6.9x4.5 inch) Weight 1.68kg(3.725ib) 59.60z), Warranty 2 years standard warranty on monitor, Accuracy Equivalent to a trained observer using a cuff/stethoscope auscultation method per ANSI/AAMI/ISO 81060-2 Standards: IEC 60601-1;2005.IEC 60601-1-2:2007(EMC),IEC 80601-2-30;2009.ISO 80601-2-61:2011, ISo 10993-1-2009,ISO 10993-5:2009, ISO 10993-10:2010,FDA 21 CFR801.5, MDD, WEEE. Features and benifits: Seamless Integration: Automated communication with stress stytem reduces the likes of transcription errors. Non-Exercise BP Mode: Allows BP measurement during patient set-up and recovery without and ECG signal. Stat Mode:Rapidly repeated automated BP measurements for time sensitive and emergent situations. Color LCD: Improved usability with a 7 inch color LCD display. Verified Measurements: See the Korotkoff sounds using the on screen display. data Retrival: easier troubleshooting with 300BP readings stored in memory and USB capabilities for measurement retrieval. Field Upgrades: USP port allows for field upgrades, making sure end-users always have current software. | Set
| Pericardiocentesis kit | Kit
| TMT printing paper | Roll
| Catheter, Pigtail Size 4F | Piece
| Printing paper for Echo machine; Black and white | Roll
| Catheter, Pigtail Size 6F | Piece
| Catheter, Pigtail Size 5F | Piece
| Pigtail catheter, Size: 5F | Piece
| Guide wire 0.025x150 cm Angle | Piece
| Diagnostic Coronary Catheter 5Fr x100 cm Amplatz left 2.0 cm | Piece
| Diagnostic Coronary Catheter 6Fr x100 cm Amplatz left 1.0 cm | Piece
| Diagnostic Coronary Catheter 5 Fr x100 cm Judkins Left 3.5 cm | Piece
| Diagnostic Coronary Catheter 6 Fr x100 cm Judkins Left 4.0 cm | Piece
| Diagnostic Coronary Catheter 5 Fr x100 cm Judkins Right 3.5 cm | Piece
| Diagnostic Coronary Catheter 6 Fr x100 cm Judkins Right 4.0 cm | Piece
| Coronary Guiding Catheter 7 Fr AL - Amplatz left 0.75 cm | Piece
| Coronary Guiding Catheter 7 Fr AL - Amplatz left 1.0 cm | Piece
| Coronary Guiding Catheter 6 Fr Left back up curve 3.0 cm | Piece
| Coronary Guiding Catheter 7 Fr Left back up curve 3.0 cm | Piece
| Pigtail catheter, Size: 4F | Piece
| Pigtail catheter, Size: 6F | Piece
Equipment | Ultrasound imaging system, Cardiovascular: With Adult ,Paediatric & Neonate probes,additional hockey stick and linear probe optional; High end colour doppler, fully digital technology, full cardiac and peripheral vascular application, paediatric, adult, neonate applications, advance 2D facility; Monitor: size 15inch high colour resolution, tilt and swivel monitor viewable in all angle and any light condition; Operation: latest generation phased array doppler system, DICOM ready for all application should be interfaced easily with HIS/RIS/PACS, provsion to be able to upgrade to next generation version on site, With latest version of cardiac software, software upgradable for free for at least 3 years, frequency compounding for better resolution and penetration; Technical: Frequency disturbance resistible when other device or radio signal hits the system for no interrupted facility at any site of the place, 256 Gray shades for sharp contrast resolution; Latest generation wide band transducer adult trans thoracic cardiac probe, Harmonic imaging system, trapizoid image on B/colour, Automatic gain control for additional level of flexibility to image quality control, real time high frequency 2D, advance 3D imaging package, frame rate >1000FPS, high definition acoustic zoom for enlarging section of 2D and colour flow images, colour flow image: increased lateral and spatial resolution, Detection of subtle area of turbulence, minimal or no loss of frame rate for physiological blood flow view, tissue colourization (B- mode); Mode: 2D, M-mode, colour doppler, steerable PW/CW doppler, high definition colour flow with colour power angio imaging system, 2D duplex, colour iScape view; Application software: Adult, paediatric, Neonate and vascular, all application package to be built into the system, high frame rate review, Quad loop memory for pre and post imaging, frame grabber for post imaging, maps for pre and post imaging, ECG facility, optical drive >100GB for image storage, with inbuilt battery pack. Accessories: Digital thermal colour printer with paper, work station: 21inch monitor with CPU and company standard echo cardiography software for data storage and reporting, Certification; CE,FDA,ISO,IEC or equivalent standards, Operational Environmental conditions: Temperature (+5 to +40) deg celcius ,Relative Humidity ( 4 to < 90)%, Altitude ( 200 to 3000 ) mtrs, Atmospheric Pressure (500 to 800) mmHg ; Power Supply : 230V ± 6% , 50 Hz ± 1 % ; Power cord with 3 round pin top and 2KVA online UPS Installation and Traning to be provided to both the users and Bio-Medical staffs. Warranty minimum upto 2 years (Standardised Brands: GE Healthcare, Philips, Siemens) | Set
| Portable Ultrasound imaging system, Cardiovascular: With Adult ,Paediatric & Neonate probes,additional hockey stick and linear probe; High end colour doppler, fully digital technology, full cardiac and peripheral vascular application, paediatric, adult, neonate applications, advance 2D facility; Monitor: size 15inch high colour resolution, tilt and swivel monitor viewable in all angle and any light condition; Operation: latest generation phased array doppler system, DICOM ready for all application should be interfaced easily with HIS/RIS/PACS, provsion to be able to upgrade to next generation version on site, With latest version of cardiac software, software upgradable for free for at least 3 years, frequency compounding for better resolution and penetration; Technical: Frequency disturbance resistible when other device or radio signal hits the system for no interrupted facility at any site of the place, 256 Gray shades for sharp contrast resolution; Latest generation wide band transducer adult trans thoracic cardiac probe, Harmonic imaging system, trapizoid image on B/colour, Automatic gain control for additional level of flexibility to image quality control, real time high frequency 2D, advance 3D imaging package, frame rate >1000FPS, high definition acoustic zoom for enlarging section of 2D and colour flow images, colour flow image: increased lateral and spatial resolution, Detection of subtle area of turbulence, minimal or no loss of frame rate for physiological blood flow view, tissue colourization (B- mode); Mode: 2D, M-mode, colour doppler, steerable PW/CW doppler, high definition colour flow with colour power angio imaging system, 2D duplex, colour iScape view; Application software: Adult, paediatric, Neonate and vascular, all application package to be built into the system, high frame rate review, Quad loop memory for pre and post imaging, frame grabber for post imaging, maps for pre and post imaging, ECG facility, optical drive >100GB for image storage, with inbuilt battery pack. Accessories: Digital thermal colour printer with paper, work station: 21inch monitor with CPU and company standard echo cardiography software for data storage and reporting, Certification; CE,FDA,ISO,IEC or equivalent standards, Operational Environmental conditions: Temperature (+5 to +40) deg celcius ,Relative Humidity ( 4 to < 90)%, Altitude ( 200 to 3000 ) mtrs, Atmospheric Pressure (500 to 800) mmHg ; Power Supply : 230V ± 6% , 50 Hz ± 1 % ; Power cord with 3 round pin top and 2KVA online UPS Installation and Traning to be provided to both the users and Bio-Medical staffs. Warranty minimum upto 2 years (Standardised Brands: GE Healthcare, Philips, Siemens) | Set
| Telemetry system, for patient data transfer from patient-based holter or antenna to central monitoring, appropriate alarm to indicate patient condition, very sensitive sensor to patient condition. | Set
| High end Fixed Echo machine: color Doppler ultrasound system, fully digital technology, full cardiac and peripheral vascular application, pediatric, adult, neonate, small parts, intracavitary applications, advance digital 4D(live 3D) TTE echocardiography system, facility, monitor: size 21" or high color resolution, tilt and swivel monitor should be able to view in all angle and any light condition, operation: latest generation phased array Doppler system, DICOM ready, can be interfaced easily with HIS/RIS/PACS, field upgradable to next generation on sit, the system should have a latest version of cardiac software, new software should be upgraded free for at least 3 years, frequency compounding for better resolution and penetration, contrast imaging should be offered standard on the system, integrated stress echo facility to perform stress echo exams, strain measurement in system, technical: frequency disturbance resistible when other device or radio signal hits the system for no interrupted facility at any site of the place, 256 gray shades for sharp contrast resolution, latest generation wide band transducer adult trans thoracic cardiac probe, harmonic imaging system, trapezoidal image on B/ color, automatic gain control for additional level of flexibility to image quality control, real time high frequency 2D, advance 3D imaging package, frame rate >3000FPS, high definition acoustic zoom for enlarging section of 2D and color flow images, color flow image: increased lateral and spatial resolution, detection of subtle area of turbulence, minimal or no loss of frame rate for physiological blood flow view, tissue colorization (B- mode), mode: 4D (live 3D) echo, 4D (live 3D) zoom,color Doppler, steerable PW/CW doppler, high definition color flow with color power angio imaging, directional power angio colour doppler echocardiogrphy system,2D duplex, color panoramic, doppler based strain system should have 2D based strain like AFL or automated strain for LV, LA and RV should be offered, system should have pressure curve for better prognostic,4D dynamic LV,RV,LA volume in system, Application software: adult, pediatric, fetal and peripheral vascular, all application package to be built into the system, high frame rate review, Quad loop memory for pre and post imaging, frame grabber for post imaging, maps for pre and post imaging, ECG facility, minimum 4 GB optical drive >100GB hard drive for image storage, >3 transducer ports; probes; color Doppler,linear probe,2D adult transthoracic, 2D pediatric transthoracic, 4D TTE probe, 3D transthoracic, 2D neonate probe, work station: 21" monitor, thermal color printer, standard CPU and in build central UPS backup for >30 minutes, company standard echocardiography software for data storage and reporting tomtech, Xcelera or echopac , Certification; CE,FDA,ISO,IEC or equivalent standards, operational environmental condition; temp5-40 degree, relative humidity 4-90%,altitude;200-3000m above sea level, atm pressure 500-800mmHg, 3 pin plug, A/C power 230-240v,frequency 50/60Hz,online UPS backup for 30 min and stabilizer. Installation and after-sale service will be given priority. Warranty 3 years for package. In depth tomtech or Xcelera training, in depth application training and detailed technical training must be provided. PACS system to be provided along with the machine to integrate all internal echo and echo placed at other regional hospitals. | Set
| Treadmill, Stress test with Exercise Stress Test Blood Pressure Monitor, Automated: Singal Processing: ECG Analysis Frequency: 500 Hz ST Measurements: ST amplitudes, slope, integral, index, ST/HR slope, ST/HR loops, ST/HR index up to 15 leads E, J and Post-J Point: Manual or computer selected Signal Processing: Incremental median updating technique Baseline Correction: Finite Residual Filter (FRF) and/or Cubic Spline analysis QRS Detection and Analysis: Automatic or manual lead selection ECG Output: Real-time ECG/QRS beep/TTL synchronization output Heart Rate: Automatic arrhythmia detection, documentation and annotation Full-Disclosure ECG: Beat-to-beat ECG storage & event review Reanalysis: Post-test medians measurements from E, J and post-J point selections ECG Interpretation (Optional): 12SL* resting ECG analysis program for adults and pediatrics Additional ECG Function: XTI stress interpretation; Vectorcardiography (15 lead) Data Aquisition: Technology: Active, “Type BF” floating isolated powered 14-channel acquisition module with built-in lead-fail detection and lead prep impedance measurement Sampling Rate: Over-sampling @ 4000 Hz Dynamic Range: 320 mV, ± 10 mV signal superimposed on ± 150 mV DC offset Resolution: 4.88 μV/LSB @ 500 Hz Noise: < 15 μV peak-to-peak noise over 0.01 to 150 Hz (-3 dB) bandwidth Frequency Response: -3 dB, display and writer High-Pass Filter: 0.01 (or 0.05 Hz, special use) with DC offset control Low-Pass Filter: 20, 40, 100, 150 Hz (selectable) Line Filter: 50.0 or 60.0 Hz notch filter (selectable) Baseline Correction: Cubic Spline algorithm Artifact/Baseline Correction: Finite Residual Filter (FRF) analysis Common Mode Rejection: > 140 dB (123 dB with AC filter disabled) Input Impedance: > 10 M Ohms @ 10 Hz, defibrillator protected Patient Leakage: < 10 μA Pace Detect: Orthogonal LA, LL and V6; 750 μV @ 50 μs Communications/Storage Options: MUSE* systems compatible via diskette; network (optional) MUSE Web compatible for retrieval view and printing of MUSE system data Local storage: Minimum 40 GB hard drive storage of complete ECG record and test results PDF export of final reports with auto naming protocols also from Microsoft® Word and Excel XML export of specified data CASE* network server with editing workstations Windows 10 Operating System Display: Display Type: LCD (flat panel display) Display Resolution (Minimum): LCD-1280 x 1024 Display Size: 17 or 19-inch LCD Monitored Leads: 3, 6, 12 or 15 Displayed Leads: Number on screen 3, 6, 12 or 15 Display Format: 3 rhythm, 3 rhythm + medians, 3 rhythm + trends, 6 rhythm, 4 x 2.5 + 1 rhythm, 2 x 6 Display Speeds 25, 50 mm/s Display Sensitivity/Gain: 2.5, 5, 10, 20 mm/mV Displayed vital Signs Data (Configurable): Heart rate, target heart rate, blood pressure, exercise clock, stage clock, phase clock, protocol, speed, grade, Watts, METS, RRP and SpO2 Displayed data ST scan/median complexes, arrhythmias, ventricular ectopic/min counter, 3 to 12 lead waveforms, lead check torso and 12 leads, waterfall display, trends, tabular summary, stored ECG strips, interpretation, time-of-day clock, patient name, warning messages and prompts Writer: Writer Technology: “Instant” load, thermal dot array Writer Leads: 3, 6, 12 or 15 leads (standard, NEHB, Cabrera, configurable) Writer Speeds: 5, 12.5, 25 and 50 mm/sec (± 2%) Writer Sensitivity/Gain: 2.5, 5, 10 or 20 mm/mV (± 5%) Writer Resolution: Horizontal 1000 lines/sec x 200 dpi dedicated local printing. 200 x 200 dpi generic printing Paper Type: Thermal, perforated, fan-fold, 300 sheets/pack Paper Size: A size 214.63 x 280 mm (8.45 x 11 in); A4 size 210 x 297.5 mm (8.27 x 11.0 in) Minimum Server Requirements: Microprocessor: Pentium® ! 1.6 GHz RAM: 256 MB Hard Drive: > 40 GB Operating system: Windows 2000 Server; Windows 2003 Server Interfaces Included: Acquisition module Keyboard (PS/2) anti dedicated stress keypad (USB) Mouse (PS/2) Built-in thermal printer (USB) 100 Mbps ethernet MUSE compatible 6 serial ports: (COM 1-2, COM A-D) treadmill, BP, ergometer, SpO2 4 analog and 1 TTL (trigger) output analog ergometer, camera sync, etc. Diskette drive: 3 1/2 in, 1.44 MB PC-compatible for data storage CD-R/W drive: readable for software updates; archivable data optional Electrical Power: Power Supply: AC operation only Operating voltage range 100-120 VAC, 50-60 Hz, 2.8 A; 200-240 VAC, 50-60 Hz, 1.4 A Power consumption 350 W max (1200 BTU/hr); < 250 W normal (850 BTU/hr); < 30 W standby (100 BTU/hr) Opperating Conditions: Temperature: +10 to 40°C (+50 to 104°F) Humidity: 20 to 95% RH non-condensing Storage/Transport Conditions: Temperature -40 to +70°C (-40 to 158°F); Paper discoloration may occur at high temperatures Humidity: 15 to 95% RH non-condensing. Power supply 220-240v, 50Hz; Suitable stabilizer; Power cord with round 3 pin top | Set
| Fixed Ultrasound imaging system, Cardiovascular: With Adult ,Paediatric & Neonate probes, with colour doppler, fully digital technology, full cardiac and peripheral vascular application, paediatric, adult, neonate applications, advance 2D and 4D facility; Monitor: size 15inch high colour resolution, tilt and swivel monitor viewable in all angle and any light condition; Operation: latest generation phased array doppler system, DICOM ready for all application should be interfaced easily with HIS/RIS/PACS, provsion to be able to upgrade to next generation version on site, With latest version of cardiac software, software upgradable for free for at least 3 years, frequency compounding for better resolution and penetration; Technical: Frequency disturbance resistible when other device or radio signal hits the system for no interrupted facility at any site of the place, 256 Gray shades for sharp contrast resolution; Latest generation wide band transducer adult trans thoracic cardiac probe, Harmonic imaging system, trapizoid image on B/colour, Automatic gain control for additional level of flexibility to image quality control, real time high frequency 2D, advance 3D imaging package, frame rate >1000FPS, high definition acoustic zoom for enlarging section of 2D and colour flow images, colour flow image: increased lateral and spatial resolution, Detection of subtle area of turbulence, minimal or no loss of frame rate for physiological blood flow view, tissue colourization (B- mode); Mode: 2D, M-mode, colour doppler, steerable PW/CW doppler, high definition colour flow with colour power angio imaging system, 2D duplex, colour iScape view; Application software: Adult, paediatric, Neonate and vascular, all application package to be built into the system, high frame rate review, ECG facility, optical drive >100GB for image storage, with inbuilt battery pack. Accessories: Digital thermal colour printer with paper, suitable Online UPS Power Supply : 230V ± 6% , 50 Hz ± 1 % ; Power cord with 3 round pin top and 2KVA online UPS Installation and Traning to be provided to both the users and Bio-Medical staffs. Warranty minimum upto 2 years (Standardised Brands: GE Healthcare, Philips, Siemens) | Set
| Temporary pacemaker generator | Set
| Cardiac stress monitor, Blood pressure, Automated: Auscultatory R-wave gating using K-sound analysis, for all static and active phases of stress testing; Oscillometric using pneumatic pressure for static measurements only; Measurement range: pressure (DKA mode) Systolic : 40-270 mmHg. Diastolic: 20-160mmHg, Systolic: 40-260mmHg Diastolic: 20-160mmhg: Heart rate: 40-200 bpm; Interface: RS-232 and BNC connections; Non-exercise BP mode; Stat mode; Colour LCD display; Certifications: CE, FDA, ISO, IEC or equivalent standards; Operational environmental conditions: Temperature 5-40°C; Relative humidity: 4 to <90%; Altitude 200-3000m; Atmospheric pressure 500-800mmHg; Power supply: 220-240V, 50Hz; Power cord with 3 round pin top; Appropriate voltage stabiliser | Set
| Treadmill, Stress test: Power supply 220-240v, 50Hz; Suitable stabilizer; Power cord with round 3 pin top | Set
| Cardiac catherization Laboratory : 1) C-arm and Gantry: Manual/motorized parking of C-Arm in case of catastrophe for resuscitating the patient, facilitate head end access at 0-degree position, Motorized peripheral position for peripheral and vascular intervention should be available. Able to position the C-arm on the left side as well as on the right side of the Patient. Auto collision protection with patient, monitors, table etc. Be capable of doing head to toe coverage without repositioning the patient. Gantry depth should be more than 92 - 100 cm for better groin access. Other specific requirement of gantry: Access from all three sides- 0, ±35 degree/ 90 degree, Stand rotation- ±35 deg minimum, Gantry rotation at head-end position- LAO-RAO & cran-Cai with C-arm at head side – min 100° - 130° LAO/RAO and 45 - 55° caud, Gantry rotation at head end position – LAO-RAO and cran-caud with C-arm at head side – min 100-120 degree LAO/RAO and +45 degree Cran/Caud, Stand rotation speed – 20 to 40 ° per second. 2) Patient Table: Floor mounted, with a carbon-fiber tabletop. Maximum patient weight = 200 kgs or higher with additional weight for at least 50 kgs during resuscitation. Table length at least 280 cm , width 45 cm. Accessories for table include Head fixing aids, mattress, carbon fiber arm support drip stand peripheral filter set and Cath arm support. Have a floating table top with longitudinal, horizontal movement. The vertical movement should be motorized. 3) Detector: Detector quantum efficiency at least 75 % or more, max field of view – 25- 30 cm at least, Pixel pitch/ detector pixel size- 150-to-200-micron, depth of detector- 14 to 16 bits, image processing-10-to-14-bit, detector spatial resolution-2.5 to 3.5 lp/mm, Detector FOV/zoom FOV 30 cm at least, Detector rotation – should be fully movable at any axis, detector size- at least 20x20 cm or more; image matrix- at least 1024x1024 matrix or more. 4) X-ray tube: short scan time with lowest dose, in-built dose personalization with tableside adjustment facility, X-ray tube should have secondary grid switching to reduce the soft X-ray to patient and Cardiologist/Operator, Anode heat storage capacity at least 3.7 MHU or more, with advanced cooling mechanism. High cooling rate with liquid bearing technology or equivalent for continuous and noiseless operation and capable of pulsed fluoroscopy on both focal spots, tube power output- 80-90KW, max continuous power- 3000-4000w for 20 mins, minimum focal spot- 0.3 to 0.8 mm, anode heat storage, max anode cooling rate- 500-1500 KHU/min, tube laudability- 35 to 80KW, continuous heat dissemination of tube assembly- 3000-5000W, Grid switch pulsing- tube and generator end, tube cooling-oil cooled and water cooled, spectral filter- 3 to 5 steps cu filter (01 to 0.9mm). 5) X-ray generator: Max power at least 100 KW, max continuous power in floro mode- 3000W and above, Should have an overloading protection. 6) Monitor/Display: All monitors should be medical grade having: a. Flicker free, distortion-free high resolution. b. High contrast. c. Wide viewing angle. d. Brightness at least 400 cd / m2. e. Automatic gain, brightness control. 7) Exam room- 4 dedicated monitors with minimum 19 inch display or LDM 55 inch and above 8) Console room- 4 dedicated monitors with minimum 19 inch display Work station- as per the company standard with report generating system with customized report template 9) Dose Reduction measures: comprehensive dose reduction package which includes standard program with filters, dose monitoring, virtual object monitoring, dynamic range management, and auto adjustment features. 10) Digital imaging system: should include stent enhancement application and real time stent enhancement application. i)Digital cardiac imaging for acquisition, storage and retrieval in a high matrix of 1024 x 1024 or more acquisition/display and storage of image application to give excellent resolution. ii) Grayscale depth of at least 10-bit pixels should be possible at all frame speeds. iii)Image storage capacity of at least 100,000 images at 1024 x 1024 on the main system hard disk. iv)The examination room should have medical grade high resolution three separate 19 inch or more for live images & for reference images. Monitor should be ceiling mount with capacity of sliding to view from left and right of the patient. v)At least 1 DICOM review workstation for viewing and CD Burning in control room. vi)Digital imaging system with digital angiography and pulse fluoroscopic acquisition capabilities. vii) Rotational angiography facility at a speed of at least 50 degrees per second with acquisition frame rate of at least 25 frames per second in 1k matrix with facility for display of subtracted and un—subtracted images in the examination room. viii) Latest Stent Enhancement Live feature should be available with fade-in and fade-out. ix) Complete cardiovascular computation software package. This should include clinically validated coronary. Ventricular and vascular quantification software packages (QCA. LVA). x) All recall of stored images in fast-slow-still modes to select images at table side itself. xi) Cine loop replay facility & preferably last image hold facility during fluoroscope. xii) Integrated intercom facility between control room and examination room. xiii) Online acquisition & display of DSA images in 1024 x 1024 matrix. xiv) Display & recording of radiation dose for each procedure should be available on console. xv) The system should have software & hardware for stent enhancement. 11) Standard application that should be included: stent enhancement application, DSA- 0.5 to 6 fps fps, road map, quantitative analysis package, fluro store- min 68 sec per 15 fps, ECG display on image, zero dose positioning, patient collision protection. 12) Spare parts: Should include assurance of availability of spare parts for minimum of 7 – 10 years 13) Warranty: At least five years warranty after completion of 5 years warranty -5 years successive comprehensive maintenance contract (CMC) that includes spare parts. Next 10 years of successive life cycle after completion of its first life cycle (upgradation of machine).4 PM Visits Annually. All Breakdown calls to be attended within 24 hrs of registration. Penalty: Nu. 10,000 per day or downtown conversion to extend warranty @ 2 days for every single day of downtime. Service contract clauses should include the price list of all spares and accessories (including minor) required for maintenance and repairs in future after guarantee / warranty period should be attached. the warranty period of each sapre to be included during warranty as well as after warranty. System should be US FDA and CE Approved. Service Centre with Service engineer should be available in Siliguri /Kolkata 14) Training: At least 2 week on site and hands-on training for doctors, nurses, technicians and additional 4 weeks of standby assistance for trouble shooting which can be on an interval basis. Advanced maintenance training to two biomedical engineers at factory site to be included for two weeks basic training, two to three weeks refresher and field preventive maintenance practice at different hospitals, for three weeks advance training at both factory and field site. 15) Other features: A)Hemodynamic recorder, The following features should be available in the recorder; i)12 Lead ECG, ii) At least 2 pressures with floating input. iii) SPO2 cardiac output respiration NIBP measurement should be possible. iv) Continuous ECG, IBP and other vitals recording and review after procedure done. v)Integrated FFR-Dynamics and Hemodynamics measurements. vi)Documentation and reporting system template. B)Essential Accessories: i) Ceiling suspended operation lamp movable on task. ii) Lead glass (150 x 120 cm) (as per International radiation protections standard). iii) Radiation shield - ceiling and table mounted / suspended (as per international radiation protections standard). iv) State of art high power contrast injector -1 with extra syrings (50). v) Protective Lead Apron with Thyroid shields of high quality with hangers: 10 Protective lead goggles – 10. vi) Suitable online UPS of at least 120 KVA capacities with 15 min battery backup for complete Cath Lab including cine and fluoroscopy. Emergency lighting should also be on UPS. vii) Should meet all National and International safety standards and comply with BARC and AERB Guidelines. viii) One Laser Network Printer of high resolution (at least 1200 dots per inch) with minimum 500MB memory and 1200 dpi should also be offered for high quality image printing on A4 paper. ix) EP study compatibility. x) UPS with necessary breakers, etc. xi) Clearance from AERB and other standard requirement should be fulfilled. C) ACT machine D) Arterial blood gas machine – SpO2 measurement E) PAC system or mini-PAC: standard company-based platform for viewing cine angiography and storage of at least 1 TB. F) Portable Echocardiography machine with standard adult echo probes, vascular probe 16) Infrastructure design and drawing should be provided by the company for refurbishment of the cath lab area. 17) Physical and electrical Property Mobility, portability-Stationary Installation, Heat dissipation- Suitable Heat Sink/Cooling Mechanism to be provided. -Power - 3 phase with 415-440 voltage with 50 Hz frequency. -Protection-Suitable Servo Stabilizer to be provided. 18) Operating manuals, service manuals, other manuals: Shall provide 2 sets(hardcopy and soft-copy) of:- User, technical and maintenance manuals to be supplied in English language along with machine diagrams; List of equipment and procedures required for local calibration and routine maintenance; Service and operation manuals (original and copy) to be provided; Advanced maintenance tasks documentation; Certificate of calibration and inspection 19) Other accompanying documents: List of essential spares and accessories, with their part numbers and price. | Set
| Cardiac Stress Testing System with Treadmill: latest Operating System. Power Requirements:230V, 50/60 Hz. Protocols: Standard — Bruce, Modified Bruce, Modified Balke, Naughton, USAF/SAM 2.0, USAF/SAM 3.3, Ramped-low, Ramped-medium, Ramped-high, Time-Ramp, and METs Ramp, Astrand (ergometer), pharmacological and more. Custom — Up to 100 custom protocols supported Front-End Module module for wireless ECG acquisition with 10-electrode-pinch connectors ECG Lead Groups — Standard (Mason-Likar), Cabrera 12-lead Display Format — 3, 6, 6x2 or 12x1 channels Performance Standard — Gain accuracy, frequency response, CMRR, system noise, dynamic range and input impedance. Display And Analysis Filters Source Consistency Filter (SCF), muscle artifact, baseline wander, 40 Hz low pass, line frequency. Reports In-Test — 12-lead, average beat report, 1-page write screen, continuous rhythm, arrhythmia events. Final — Summary, tabular, worst case, average beats by stage or by minute, in-test ECG reports, trend graphs and peak exercise. Reports can be viewed, printed, saved in PDF format, emailed or exported in PDF, XML and DICOM. Custom — Unlimited customizable reports. Outputs TTL pulse and analog signals for QRS detection synchronization using any ECG lead. External Device Interfaces for Treadmills, Ergometers, Blood Pressure Monitors & laser Printers( High-resolution with automatic feed and continuous printing capability). Export/Communication Protocol/Format TCP/IP, PDF, XML, HL7, DICOM Remote Technical Service Interface Remote service increases system uptime availability and decreases the user’s requirement to assist the troubleshooting process. Display 24” (609 mm) flat panel LCD; Accessories: Compatible Treadmill and Stress Test BP monitor | Set
| Egrometer Exercise bike: Operating Mode :Braking Principle Computer-Controlled eddy current bracke with torque measurement; speed independent to DIN VDE 0750-238 Load Range 20 to 999 Watt, speed (RPM)-independent RPM Range 30 to 130 RPM Load Error ±5% between 20 and 900 W and ±3W max. between 20 and 100 W Load Increments Configurable: 1, 5, 10 or 25 W Moment of Inertia 10 kg x m2 Flywheel Mass 7 kg Crank Length 170 mm Internal Protocols 5 fixed protocols, 10 user-configurable protocols Interfaces 2 x RS232: 9-pin Sub-D 1 x RS232: 5-pin DIN socket Analog input for target load: 8-pin DIN socket Analog output for current load: 8-pin DIN socket Remote start EKG unit: 1…30 s before load change Display 115 x 88 mm, 320 x 240 pixels. Patient Weight 140-160 kg max. Saddle Height Adjustment: Motor-driven, continuous for patients from 120 to 200 cm. Tilt Range Motor-driven, from a flat position to 45°; lateral 0° to 45°. Power Supply: 230V, 50/60Hz with suitable online UPS of 2kVA | Set
| Cardiac Stress Testing System with Ergometry unit: latest Operating System Power Requirements:230V, 50/60 Hz Protocols: Standard — Bruce, Modified Bruce, Modified Balke, Naughton, USAF/SAM 2.0, USAF/SAM 3.3, Ramped-low, Ramped-medium, Ramped-high, Time-Ramp, and METs Ramp, Astrand (ergometer), pharmacological and more. Custom — Up to 100 custom protocols supported Front-End Module module for wireless ECG acquisition with 10-electrode-pinch connectors ECG Lead Groups — Standard (Mason-Likar), Cabrera 12-lead Display Format — 3, 6, 6x2 or 12x1 channels. Performance Standard — Gain accuracy, frequency response, CMRR, system noise, dynamic range and input impedance. Display And Analysis Filters Source Consistency Filter (SCF), muscle artifact, baseline wander, 40 Hz low pass, line frequency Reports In-Test — 12-lead, average beat report, 1-page write screen, continuous rhythm, arrhythmia events. Final — Summary, tabular, worst case, average beats by stage or by minute, in-test ECG reports, trend graphs and peak exercise. Reports can be viewed, printed, saved in PDF format, emailed or exported in PDF, XML and DICOM. Custom — Unlimited customizable reports Outputs TTL pulse and analog signals for QRS detection synchronization using any ECG lead External Device Interfaces for Treadmills, Ergometers, Blood Pressure Monitors & laser Printers( High-resolution with automatic feed and continuous printing capability). Export/Communication Protocol/Format TCP/IP, PDF, XML, HL7, DICOM. Remote Technical Service Interface Remote service increases system uptime availability and decreases the user’s requirement to assist the troubleshooting process. Display 24” (609 mm) flat panel LCD; Accessories: Compatible Ergometry and Stress TestBP monitor | Set
| Exercise Stress Test Blood Pressure Monitor, Automated: Cardiac stress monitor, Blood pressure, Automated: Auscultatory R-wave gating using K-sound analysis, for all static and active phases of stress testing; Oscillometric using pneumatic pressure for static measurements only; Measurement range: pressure (DKA mode) Systolic : 40-270 mmHg. Diastolic: 20-160mmHg, Systolic: 40-260mmHg Diastolic: 20-160mmhg: Heart rate: 40-200 bpm; Interface: RS-232 and BNC connections; Non-exercise BP mode; Stat mode; Colour LCD display; Certifications: CE, FDA, ISO, IEC or equivalent standards; Operational environmental conditions: Temperature 5-40°C; Relative humidity: 4 to <90%; Altitude 200-3000m; Atmospheric pressure 500-800mmHg; Power supply:230V ± 6% , 50 Hz ± 1 % with voltage stabilizer | Set
| Mechanical thrombectomy device that includes engine capable of delivering and maintaining nearly pure vacuum (-29.2 iHg or 98.9 kPa), integrated clot catcher, disposable canister and reperfusion catheters. | Set
| Mechanical thrombectomy device that includes engine capable of delivering and maintaining nearly pure vacuum (-29.2 iHg or 98.9 kPa), integrated clot catcher, disposable canister and reperfusion catheters. | Set
| Coronary Guiding Catheter 6 Fr Left back up curve 4.0cm | Piece
| Mechanical thrombectomy device that includes engine capable of delivering and maintaining nearly pure vacuum (-29.2 iHg or 98.9 kPa), integrated clot catcher, disposable canister and reperfusion catheters. | Set
| Electrocardiographic ambulatory recorder (Holter) with Desk top set ; Intuitive user interface, easy-to-use menu select buttons, and event button for fast and easy recorder setup. Patient demographic pre-configuration and preview feature. Three channels of eCG recording with integrated pacemaker detection ; approx Width, height, depth W 3.6in (91.44mm), H 2.2in (55.88mm),D 0.75in (19.05mm); Approx Weight without battery 2.2oz (62g); Operating position Any orientation ; Patient cable 5-lead EASI; Memory type 256MB up to 96 hoursl, 512MB up to 7 days; Functional Channels 3,Resolution 10 bits,Gain setting 0.5X, 1X, 2X,Recording time - 24, 48 hrs,Recording Full disclosure,Download interface USB via Dual Docking Station,Sampling rate 125-175 samples per second,Frequency response 0.05Hz to 60Hz at -3dB Signal verification Large LCD with lead map,Pacemaker detection Programmable ON/OFF with adjustable threshold,Compression None Security eCG encryption.Power requirements - Battery life Single - double AAA alkaline battery for recording up to 7 days Warranty 2 years.Accessories 5-lead eASI patient cable, swivel belt clip, carrying pouch, hookup kits | Set
| Ultrasound imaging system, Cardiovascular, Portable: With Adult ,Paediatric & Neonate probes, with colour doppler, fully digital technology, full cardiac and peripheral vascular application, paediatric, adult, neonate applications, advance 2D facility; Monitor: size 15inch high colour resolution, tilt and swivel monitor viewable in all angle and any light condition; Operation: latest generation phased array doppler system, DICOM ready for all application should be interfaced easily with HIS/RIS/PACS, provsion to be able to upgrade to next generation version on site, With latest version of cardiac software, software upgradable for free for at least 3 years, frequency compounding for better resolution and penetration; Technical: Frequency disturbance resistible when other device or radio signal hits the system for no interrupted facility at any site of the place, 256 Gray shades for sharp contrast resolution; Latest generation wide band transducer adult trans thoracic cardiac probe, Harmonic imaging system, trapizoid image on B/colour, Automatic gain control for additional level of flexibility to image quality control, real time high frequency 2D, advance 3D imaging package, frame rate >1000FPS, high definition acoustic zoom for enlarging section of 2D and colour flow images, colour flow image: increased lateral and spatial resolution, Detection of subtle area of turbulence, minimal or no loss of frame rate for physiological blood flow view, tissue colourization (B- mode); Mode: 2D, M-mode, colour doppler, steerable PW/CW doppler, high definition colour flow with colour power angio imaging system, 2D duplex, colour iScape view; Application software: Adult, paediatric, Neonate and vascular, all application package to be built into the system, high frame rate review, ECG facility, optical drive >100GB for image storage, with inbuilt battery pack.Accessories: Digital thermal colour printer with paper, suitable Online UPS Power Supply : 230V ± 6% , 50 Hz ± 1 % ; Power cord with 3 round pin top and 2KVA online UPS Installation and Traning to be provided to both the users and Bio-Medical staffs. Warranty minimum upto 2 years (Standardised Brands: GE Healthcare, Philips, Siemens) | Set
| Electrocardiographic ambulatory recorder (Holter) | Set

## Medical Gas
Category | Item Name | Pack Size
Accessories | Key and wrench for Carbon dioxide D types | Piece
| Key and wrench for Oxygen cylinder B and D type | Piece
| Regulator with flow meter and humidifier chamber for Oxygen cylinder B and D types | Piece
| Oxygen trolley, D type cylinder | Piece
| Regulator for Carbon dioxide B type | Piece
| Regulator for Nitrous oxide cylinder D type | Piece
| Regulator for Oxygen cylinder D type | Piece
| Key for oxygen cylinder A type | Piece
| Lubricating oil, Hydraulic for vacuum pump | 10L
| Oxygen trolley, B type cylinder | Piece
| Tubing, High pressure for extended connection from Oxygen cylinder to anesthesia machine, 5m length | Piece
| Tubing, High pressure for extended connection from Nitrous oxide cylinder to anesthesia machine, 5m length | Piece
| Regulator with flow meter and humidifier chamber for Oxygen cylinder B and D types | Piece
| Regulator for Carbon dioxide D type | Piece
| Hose, High pressure for Carbon dixoxide, connection length 10m | Piece
| Key and wrench for Nitrous oxide cylinder B and D types | Piece
| Copper pigtail to connect oxygen in the manifold room (Centerline system) | Piece
| Oxygen key (Spinner) to open Oxygen compatible to D and B type cylinder | Set
| Oxygen key (Circular) to open and compatible with D and B type cylinders | Set
Cylinders | Hydrogen cylinder -D type | Cylinder
| Nitrous oxide cylinder - B type | Cylinder
| Nitrogen cylinder - D type | Cylinder
| Nitrous oxide cylinder - A type | Cylinder
| Carbon dioxide cylinder - D type | Cylinder
| Nitrous oxide cylinder - D type | Cylinder
| Oxygen cylinder - A type | Cylinder
| Oxygen cylinder - D type | Cylinder
| Carbon dioxide cylinder - B type | Cylinder
| Oxygen cylinder - B type | Cylinder
| Oxygen cylinder - C type | Cylinder
| Oxygen cylinder - AA type | Cylinder

## OT
Category | Item Name | Pack Size
Accessories | Bipolar hand piece, Sterile, Disposable with connecting cable compatible with cautery machine (Martin) | Piece
| Vessel sealing system | Section header
| Wall mounted Dispenser, Liquid soap, SS or Plastic, Sensor or elbow operated dispenser, Capacity 500 mL | Piece
| Laparoscopic Maryland Jaw Open Sealer/divider with nano-coating, length 44 cm, Jaw design 14°, Shaft length 18 cm, shaft diameter 5 mm,cut length 17.8 mm, seal length 19.5 mm, shaft rotation 180°. Sterile, standard ISO/AFD Certified | Piece
| Cleaning cart, Single bag capacity: above 8inch diameter ball bearing wheel; Sufficient storage space; Interchangeable handles; Lightweight; Rubber tool grips and hooks; Secure cabinet doors; Water and chemical resistant | Set
| Long tip for the monpolar cautry hand piece (compatible with Martin Cautry machine) | Piece
| Counter Stapler (curved cutter stapler) 3.0mm x 4.7mm | Piece
| Curved Jaw, Open sealer/divider, Sterile, Reusable | Piece
| Surface disinfectant spray with spray nozzle: containing ethanol or sopropyl alcohol; Aldehyde free | 500ml
| Monopolar hand piece, Disposable with connecting cable | Piece
| Dispenser, Liquid soap, SS or Plastic, Sensor or elbow operated dispenser, Capacity 500mL | Piece
| Long tip for the monopolar cautry hand piece | Piece
| Diathermy plate, Disposable for Schiller diathermy Machine with connecting cables | Piece
| Diathermy plate with connecting cable, Sterile, Disposable, Paediatric compatible with Martin system | Piece
| Diathermy plate, Disposable with connecting cable for adult (compatible with ERRBE machine) | Piece
| Disposable Bipolar hand piece: with connecting cable compatible with Cautery machine (Martin) | Piece
| Disposable Bipolar hand piece: with connecting cable compatible with Cautery machine (ERRBE) | Piece
| Retractable L-Hook Laparoscopic sealer/divider, Sterile, Reusable | Piece
| Maryland Jaw open and sealer/divider with nano-coating, Sterile, Reusable | Piece
| Disposable Diathermy plate: with connecting cable for children (compatible with ERRBE machine) | Piece
| Disposable Monopolar hand piece: with connecting cable compatible with Cautery machine (Martin) | Piece
| Disposable Diathermy plate: with connecting cable for adult (compatible with ERRBE machine) | Piece
| Disposable Diathermy plate: with connecting cable for children (compatible with Martin machine) | Piece
| Disposable Diathermy plate: with connecting cable for adult (compatible with Martin machine) | Piece
| Long tip for the monopolar cautry hand piece: (compatible with ERBEE Cautry machine) | Piece
| Operation theatre cleaning cart: Single bag capacity, above 8 inch ball bearing wheel, sufficient storage space, interchangeable handles, lightweight, rubber tool grips and hooks, secure cabinet doors, water and chemical resistant), length 48-49 inch, width 21-22 inch, height 43-45 inch | piece
| Surgical gloves powdered: Sterile, size-6 | pair
| Disposable diathermy plate: For Force-Triad (Covidone) with connecting cable | piece
| Microfiber cloth(red): For cleaning operating Table | piece
| Microfiber cloth (green): For cleaning operating equipments | piece
| Surgical gloves powdered: Sterile, size 7.5 | pair
| Surgical gloves powdered: Sterile, size-8 | pair
| Small curved Jaw open sealer/ divider length19cm, Jaw design 28°, Shaft length 14cm, shaft diameter13.5mm,cut length 14.5mm, Seal length 16.5mm,shaft rotation 180°. sterile. standard ISO/AFD Certified | Piece
| Laparascopic Maryland Jaw Open Sealer/divider with nano-coating, length 44cm, Jaw design 14°, Shaft length 18cm, shaft diameter 5mm,cut length 17.8mm, seal length 19.5mm, shaft rotation 180°. Sterile, standard ISO/AFD Certified | Piece
| Large Jaw open sealer/divider, Length 40cm, Jaw design 14°, Seal length 36mm, Cut length 32mm sterile. standard ISO/AFD Certified | Piece
| Long tip for the monopolar cautry hand piece, sterile | Piece
| Monopolar hand piece, Disposable with connecting cable, sterile | Piece
| Diathermy plate with connecting cable, Sterile, Disposable, Paediatric compatible with ERRBE system | Piece
| Bipolar hand piece, Sterile, Disposable with connecting cable compatible with cautery machine (Covidien/ERBE) | Piece
| Patient plate, Disposable | Piece
| Diathermy plate with connecting cable, Sterile, Disposable, Adult compatible with Martin system | Piece
| Tissue fusion laparoscopic instrument, Sterile, Reusable | Piece
| Paraformaldehyde tablets, for disinfection of endoscopic cables and accessories | Piece
| Long tip for the monpolar cautry hand piece (compatible with Martin Cautry machine) | Piece
| Surgical hand scrub solution: Chlorhexidine 5% V/V, Ethyl alcohol 61% W/V, with emollient and moisturizer) with dispenser | 500mls
| Para formaldehyde tablets: For disinfection of endoscopic cables and accessories | piece
| Surgical gloves powdered: Sterile, size-6.5 | pair
| Surgical gloves powdered: Sterile, size-7 | pair
| Diathermy plate with connecting cable, Sterile, Disposable, Adult compatible with Covidien system | Piece
| Small jaw open sealer/divider, Length 18.8 cm, Jaw design 28°, Seal length 16.5 mm, Cut length 14.5 mm sterile. standard ISO/AFD Certified | Piece
| Exact dissector, Sterile, Length 18.8cm, Jaw design 28°, Seal length 16.5mm, Cut length 14.5mm | Piece
| Surgical Hand disinfectant gel with dispenser: Bactericidal, tuberculocidal, Virucidal | 500mls
| Surface and equipment disinfectant spray. Aldehyde free (250 ml-500 ml with dispenser)For Electronic device, Laparoscopic screens, C-Arms, Monitors, emergency trolleys | 250-500mls
| Automatic Liquid Dispenser ( For Soap/disinfectant solution): Stainless steel or plastic | 250-500mls
| Disposable diathermy plate: For Schiller diathermy Machine with connecting cables | piece
| Disposable diathermy plate: For OR/ICU/Wards (H2O2 10% and silver nitrate 0.01%) | 500mls
Consumables | Regenerated oxidized cellulose dressing, Absorbable, Haemostat, sterile 5 x 7.5cm | Piece12/pkts
| Prolene mesh: 7 cm x 12 cm | Piece
| Silicon T tube: size FG-10 | Piece
| Silicon T tube: size FG-8 | Pkt
| Prolene mesh: 6 cm x 11 cm | Piece
| Prolene mesh: 15 cm x 15 cm | Piece
| Close wound suction unit: size 8 (Containing Bellow unit-1, connecting tube 1, Redon 2, curved needle 1) | Set
| Close wound suction unit: Size 10, (Containing Bellow unit-1, connecting tube 1, Redon 2, curved needle 1) | Set
| Close wound suction unit: size 14 (Containing Bellow unit-1, connecting tube 1, Redon 2, curved needle 1) | Set
| Linear GI Stapler: (55 mm) | Piece
| Linear GI Stapler Cartridge: (55 mm) | Piece
| Skin stapler: 35 mm clip remover | Piece
| Suction nozzle Yangkuar plastic | Piece
| Oxidized Regenerated Cellulose: (Absorbable haemostat) 5 cm x 7.5 cm | Piece
| Round Stapler | Piece
| Theatre Incise Drape: 30 cm x 28 cm | Piece
| Disposable Suprapubic catheter set: 14 Fr. | Set
| Disposable Suprapubic catheter set: 8 Fr. | Set
| Carbon cautry tip cleaner: with x-ray detectable | Pkt
| Disposable surgical gowns, small | Piece
| Disposable surgical gowns, large | Piece
| Disposable surgical gowns, medium | Piece
| Disposable surgical cap (OT caps) | Piece
| Disposable Suprapubic catheter set: 16 Fr. | Set
| Stapler for skin: disposable, 35 mm | Piece
| Haemostatic Gel foam: (standard) 7 x 5 x 1 cm | Piece
Apron, Plastic, Sterile, 28 x 60inch
| Theatre Incise Drape: 56 cm x 84 cm | Piece
| Theatre Incise Drape: 45 cm x 28 cm | Piece
| Tube drain: size - 20, PVC (Polyvinyl Chloride) | Piece
| Tube drain: size - 22, PVC (Polyvinyl Chloride) | Piece
| Scalpel blades: No 20, packet of 100, SS | 100/pkt
| Scalpel blades: No 15, packet of 100, SS | 100/pkt
| Angular GI Stapler | Piece
| Reload for Linear cutter: 55 mm | Piece
| Mayo stand cover, Sterile, Reinforced, 31.52 x 47.28inch | Piece
| Abdominal sponge, 12-14 ply, X-ray detectable, 15 x 15inch | Piece
| Patient Positioning Pads (Visco elastic polymer): c. Dome shaped positioned semi circular design with flat bottom configuration 36x15x7.6 cm. | Set
| Triple Enzymatic Detergent. Combination of three enzymes for a triple cleaning action ( Protease,Lipase &Amylase). Density: 1.02 g/cm3 at 20˚C,pH: 7.0 – 8.0 (Neutral ) at 20˚C ,pH (0.5% – 1%): 7.0 – 8.0 (Neutral ) at 20˚C,Odour: Neutral,Storage: 5˚C – 35˚C Stability: 3 Years, disposal nature :Biodegradability | 1 Litre
| Instrument table cover drape, Puncture resistant, Reinforced, flexible and drapable fabric, Sterile, Size 65 x 65inch | Piece
| T-tube, Silicone, Sterile FG 8 | Packet
| Close wound suction unit, size 16 (Containing Bellow unit-1, connecting tube 1, Redon 2, curved needle 1) | Set
| Close wound suction unit, size 18 (Containing Bellow unit-1, connecting tube 1, Redon 2, curved needle 1) | Set
| Intraluminal stapler, Curved 28mm with adjustable height staples | Piece
| Tube drain: size - 14, PVC (Polyvinyl Chloride) | Piece
| Patient Positioning Pads (Visco elastic polymer): d. Contoured chest roll, small: 30.5x16.13 cm, medium: 40.6x16x13 cm, large: 50.8x16x13 cm. | Set
| Patient Positioning Pads (Visco elastic polymer): a. Donut head pad with centre dish-adult, size: 20cmx7.5cmx4.5cm, pediatric size: 14cmx5.7cmx3.2 cm. b. Horseshoe head pad-adult, size: 20.5x7.5x7.5 cm, pediatric size: 14x5.7x3.2 cm | Set
| Silicon T tube: size FG-12 | Piece
| Bard Parker Blade handle No. 4, SS | Piece
| Bard Parker Blade handle No. 7, SS | Piece
| Tube drain, PVC Size 20 | Piece
| Medical grade suction tubings wide bore silicon: 4 meter long, with ties in the end for its connection with any type of cannula (Autoclavable) | Piece
| Abdominal sponge, 16-18 ply, X-ray detectable 12 x 12 inch | Piece
| Abdominal sponge, 16-18 ply, X-ray detectable, 15 x 15 inch | Piece
| Gown, Sterile, Disposable, Non woven material, Fluid resistant, length mid‐calf with long sleeves, and a waist tie; Packed sterile individually; Sleeves finished with cuff, cotton or synthetic; Size: Medium with one absorbent hand towel | Piece
| Gown, Sterile, Disposable, Non woven material, Fluid resistant, length mid‐calf with long sleeves, and a waist tie; Packed sterile individually; Sleeves finished with cuff, cotton or synthetic; Size: Small with one absorbent hand towel | Piece
| Tube drain, PVC Size 12 | Piece
| Scalpel blade, SS No 11 | 100/pkt
| Silicon T tube: size FG-6 | Packet
| Stapler for skin, Sterile, 35mm | Piece
| Tube drain: size - 12, PVC (Polyvinyl Chloride) | Piece
| Tube drain: size - 10, PVC (Polyvinyl Chloride) | Piece
| Tube drain: size - 18, PVC (Polyvinyl Chloride) | Piece
| Curved Intraluminal Stapler : with Adjustable Height Staples 33mm | Piece
| Suction tube with nozzle with connecting tube of 1.5 cm diameter, Yangkuar, Plastic, Sterile | Piece
| Curved Intraluminal Stapler, 33mm with adjustable height staples | Piece
| Vascular Clamp - Small spoon Cooley Atraumatic jaws, 17cm, SS | Piece
| Curved Intraluminal Stapler : with Adjustable Height Staples 25mm | Piece
| Linear GI Stapler Cartridge: (75 mm) | Piece
| Povidone iodine 7.5% w/v, 500mL | 500mL
| Fumigation solution, Hydrogen peroxide 10% and silver nitrate 0.01% | 500mL
| Linear GI Stapler: (75 mm) | Piece
| Reload for Linear stapler: 60 mm | Piece
| Re- loadable Linear cutter: 75 mm | Piece
| Re- loadable Linear Cutter: 55 mm | Piece
| Reload for Linear cutter: 75 mm | Piece
| Patient positioning pad: Viscoelastic polymer, Donut head pad with centre dish (Adult and Paediatric); Horseshoe head pad (Adult and Paediatric); Dome shaped positioned semi circular design with flat bottom configuration; Contoured chest roll, Small, Medium and Large | Set
| Curved Intraluminal Stapler: with Adjustable Height Staples 21mm | Piece
| Re- loadable Linear stapler: 60 mm | Piece
| Reload for Linear stapler: 30 mm | Piece
| Re- loadable Linear stapler: 30 mm | Piece
| Linear cutter, Reloadable 55mm | piece
| Abdominal sponge, 12-14 ply, X-ray detectable 12 x 12inch | Piece
| Incise drape, Sterile, 45 x 28cm | Piece
| Incise drape, Sterile, 40 x 42cm | Piece
| Incise drape, Sterile, 30 x 28cm | Piece
| Tube drain, PVC, Size 18 | Piece
| Tube drain, PVC Size 14 | Piece
| Tube drain, PVC Size 22 | Piece
| Abdominal sponge, 12-14 ply, X-ray detectable, 15 x 15inch | Piece
| Suprapubic catheter set, Disposable 8Fr | Piece
| Suprapubic catheter set, Disposable 16Fr | Piece
| Patient positioning pad, Viscoelastic polymer, Dome shaped positioned semi circular design with flat bottom configuration | Set
| Mesh, Polypropylene, Sterile, 15 x 15cm | Piece
| T-tube, Silicone, Sterile FG 10 | Piece
| T-tube, Silicone, Sterile FG 12 | Piece
| Scalpel blade, SS No 20 | 100/pkt
| Scalpel blade, SS No 15 | 100/pkt
| Suction unit, Close wound with bellow unit, Connecting tube, Curved needle, Size 8 | Set
| Mesh, Polypropylene, Sterile, 7 x 12cm | Piece
| Tube drain, PVC Size 10 | Piece
| Suction unit, Close wound with bellow unit, Connecting tube, Curved needle, Size 16 | Set
| Suction unit, Close wound with bellow unit, Connecting tube, Curved needle, Size 18 | Set
| Suction unit, Close wound with bellow unit, Connecting tube, Curved needle, Size 12 | Set
| Suction tube, Silicon, Wide bore, 4 meter long with ties in the end, Autoclavable | Piece
| Suction unit, Close wound with bellow unit, Connecting tube, Curved needle, Size 14 | Set
| Linear stapler cartridge 55mm | Piece
| Mesh, Polypropylene, Sterile, 6 x 11cm | Piece
| Linear stapler 55mm | Piece
| Cleaning brush 400 x 190 x 8/12mm | Piece
| Cleaning brush 330 x 130 x 50mm | Piece
| Sterile Surgical Latex Powder Free Gloves :- Size 7.0, Latex 100 % powder free, Gamma irradiation Sterilized, polyurethane coated with DermaSheild and beaded cuff with Surefit Tech.Absence of common allergens, Thickness 0.25 +/- 0.03 mm on finger, 0.21 +/- 0.02 mm on palm and 0.17 +/- 0.02 mm on cuff, Strength -elongation at break ≥ 750 and tensile strength (MPa) of ≥ 24, Minimum Length 302 mm,, Product Standard- ASTM D6978, ASTM D3577, EN 374-5, EN 455 Part 1-4, EN 420, ISO 10282, Packaging- Liquid proof peel open pouch, and imprinted mgf and exp date( Not stamped), Shelf life- minimum 2 years. | Pair
| Sterile Surgical Latex Powder Free Gloves :- Size 6.0, Latex 100 % powder free, Gamma irradiation Sterilized, polyurethane coated with DermaSheild and beaded cuff with Surefit Tech.Absence of common allergens, Thickness 0.25 +/- 0.03 mm on finger, 0.21 +/- 0.02 mm on palm and 0.17 +/- 0.02 mm on cuff, Strength -elongation at break ≥ 750 and tensile strength (MPa) of ≥ 24, Minimum Length 302 mm,, Product Standard- ASTM D6978, ASTM D3577, EN 374-5, EN 455 Part 1-4, EN 420, ISO 10282, Packaging- Liquid proof peel open pouch, and imprinted mgf and exp date( Not stamped), Shelf life- minimum 2 years. | Pair
| Theatre Incise Drape: 40 cm x 42 cm | Piece
| Tube drain: size - 16, PVC (Polyvinyl Chloride) | Piece
| Tube drain: size - 8, PVC (Polyvinyl Chloride) | Piece
| Angular stapler | Piece
| Close wound suction unit, size 12 (Containing Bellow unit-1, connecting tube 1, Redon 2, curved needle 1) | Set
| Fumigation solution : For OR/ICU/Wards (H2O2 10% and silver nitrate 0.01%) | 500ml
| Tube drain, PVC Size 8 | Piece
| Patient Positioning Pads (Visco elastic polymer): b. Horseshoe head pad-adult, size: 20.5x7.5x7.5 cm, pediatric size: 14x5.7x3.2 cm. | Set
| Transparent Film Dressing with Non- Adherent Pad, 10 X 15 cm and 5 X 15 cm adherent pad, sterile | Piece
| Transparent Film Dressing with Non- Adherent Pad, 10 X 30 cm and 5 X 25 cm adherent pad, sterile | Piece
| Heamorrhoid Banding Device: Made of stainless-steel , elongated straight tube, charding cone to place O-rings,Plier grip style handle for maxium control of procedure. | Set
| Sterile surgical Non-Latex powder free Gloves:- Size 7.5, 100% Powder free & Latex free, Gamma irradiation Sterilized, polychloroprene material, Polymer coated with inner coating for swift and easy wet or dry hand donning, Beaded/straight cuff, Thickness-standard, Length-extended cuff length for extra protection, Anti-slip smooth external finish for secure instrument handling and grip, AQL-0.65, 100 % Chemical accelerator free, Ergonomically Certified,Product Standards- ASTM D3577, ASTM D7160, ASTM F1671, EN 374-5 AS/NZS 4179, Packaging- Liquid proof peel open pouch, and imprinted mgf and exp date( Not stamped), Shelf life- minimum 2 years. | Pair
| Surgical drape set , sterile, 1large drape 150X240cm, 2 medium drape 150X180cm, 2 small drapte 80X1000 with adherent pad on one side | Set
| Scalpel blade, SS No 12 | 100/pkt
| Sterile surgical Non-Latex powder free Gloves:- Size 7.0, 100% Powder free & Latex free, Gamma irradiation Sterilized, polychloroprene material, Polymer coated with DermaShield, Beaded/straight cuff with Surefit Technology, Thickness-standard, Length-extended cuff length for extra protection, Anti-slip smooth external finish for secure instrument handling and grip, AQL-0.65, 100 % Chemical accelerator free, Ergonomically Certified,Product Standards- ASTM D3577, ASTM D7160, ASTM F1671, EN 374-5 AS/NZS 4179, Packaging- Liquid proof peel open pouch, and imprinted mgf and exp date( Not stamped), Shelf life- minimum 2 years. | Pair
| Sterile Surgical Latex Powder Free Gloves :- Size 6.0, Latex 100 % powder free, Gamma irradiation Sterilized, polyurethane coated with inner coating for swift and easy wet or dry hand donning, and beaded cuff. Absence of common allergens, Thickness 0.25 +/- 0.03 mm on finger, 0.21 +/- 0.02 mm on palm and 0.17 +/- 0.02 mm on cuff, Strength -elongation at break ≥ 750 and tensile strength (MPa) of ≥ 24, Minimum Length 302 mm,, Product Standard- ASTM D6978, ASTM D3577, EN 374-5, EN 455 Part 1-4, EN 420, ISO 10282, Packaging- Liquid proof peel open pouch, and imprinted mgf and exp date( Not stamped), Shelf life- minimum 2 years. | Pair
| Sterile Surgical Latex Powder Free Gloves :- Size 6.5, Latex 100 % powder free, Gamma irradiation Sterilized, polyurethane coated with DermaSheild and beaded cuff with Surefit Tech.Absence of common allergens, Thickness 0.25 +/- 0.03 mm on finger, 0.21 +/- 0.02 mm on palm and 0.17 +/- 0.02 mm on cuff, Strength -elongation at break ≥ 750 and tensile strength (MPa) of ≥ 24, Minimum Length 302 mm,, Product Standard- ASTM D6978, ASTM D3577, EN 374-5, EN 455 Part 1-4, EN 420, ISO 10282, Packaging- Liquid proof peel open pouch, and imprinted mgf and exp date( Not stamped), Shelf life- minimum 2 years. | Pair
| Sterile surgical Non-Latex powder free Gloves:- Size 7.0, 100% Powder free & Latex free, Gamma irradiation Sterilized, polychloroprene material, Polymer coated with inner coating for swift and easy wet or dry hand donning, Beaded/straight cuff, Thickness-standard, Length-extended cuff length for extra protection, Anti-slip smooth external finish for secure instrument handling and grip, AQL-0.65, 100 % Chemical accelerator free, Ergonomically Certified,Product Standards- ASTM D3577, ASTM D7160, ASTM F1671, EN 374-5 AS/NZS 4179, Packaging- Liquid proof peel open pouch, and imprinted mgf and exp date( Not stamped), Shelf life- minimum 2 years. | Pair
| Sterile Surgical Latex Powder Free Gloves :- Size 6.5, Latex 100 % powder free, Gamma irradiation Sterilized, polyurethane coated with inner coating for swift and easy wet or dry hand donning, and beaded cuff. Absence of common allergens, Thickness 0.25 +/- 0.03 mm on finger, 0.21 +/- 0.02 mm on palm and 0.17 +/- 0.02 mm on cuff, Strength -elongation at break ≥ 750 and tensile strength (MPa) of ≥ 24, Minimum Length 302 mm,, Product Standard- ASTM D6978, ASTM D3577, EN 374-5, EN 455 Part 1-4, EN 420, ISO 10282, Packaging- Liquid proof peel open pouch, and imprinted mgf and exp date( Not stamped), Shelf life- minimum 2 years. | Pair
| Sterile Surgical Latex Powder Free Gloves :- Size 7.0, Latex 100 % powder free, Gamma irradiation Sterilized, polyurethane coated with inner coating for swift and easy wet or dry hand donning, and beaded cuff. Absence of common allergens, Thickness 0.25 +/- 0.03 mm on finger, 0.21 +/- 0.02 mm on palm and 0.17 +/- 0.02 mm on cuff, Strength -elongation at break ≥ 750 and tensile strength (MPa) of ≥ 24, Minimum Length 302 mm,, Product Standard- ASTM D6978, ASTM D3577, EN 374-5, EN 455 Part 1-4, EN 420, ISO 10282, Packaging- Liquid proof peel open pouch, and imprinted mgf and exp date( Not stamped), Shelf life- minimum 2 years. | Pair
| Sterile Surgical Latex Powder Free Gloves :- Size 7.5, Latex 100 % powder free, Gamma irradiation Sterilized, polyurethane coated with inner coating for swift and easy wet or dry hand donning, and beaded cuff. Absence of common allergens, Thickness 0.25 +/- 0.03 mm on finger, 0.21 +/- 0.02 mm on palm and 0.17 +/- 0.02 mm on cuff, Strength -elongation at break ≥ 750 and tensile strength (MPa) of ≥ 24, Minimum Length 302 mm,, Product Standard- ASTM D6978, ASTM D3577, EN 374-5, EN 455 Part 1-4, EN 420, ISO 10282, Packaging- Liquid proof peel open pouch, and imprinted mgf and exp date( Not stamped), Shelf life- minimum 2 years. | Pair
| Sterile Surgical Latex Powder Free Gloves :- Size 7.5, Latex 100 % powder free, Gamma irradiation Sterilized, polyurethane coated with DermaSheild and beaded cuff with Surefit Tech.Absence of common allergens, Thickness 0.25 +/- 0.03 mm on finger, 0.21 +/- 0.02 mm on palm and 0.17 +/- 0.02 mm on cuff, Strength -elongation at break ≥ 750 and tensile strength (MPa) of ≥ 24, Minimum Length 302 mm,, Product Standard- ASTM D6978, ASTM D3577, EN 374-5, EN 455 Part 1-4, EN 420, ISO 10282, Packaging- Liquid proof peel open pouch, and imprinted mgf and exp date( Not stamped), Shelf life- minimum 2 years. | Pair
| Sterile surgical Non-Latex powder free Gloves:- Size 6.5, 100% Powder free & Latex free, Gamma irradiation Sterilized, polychloroprene material, Polymer coated with inner coating for swift and easy wet or dry hand donning, Beaded/straight cuff, Thickness-standard, Length-extended cuff length for extra protection, Anti-slip smooth external finish for secure instrument handling and grip, AQL-0.65, 100 % Chemical accelerator free, Ergonomically Certified,Product Standards- ASTM D3577, ASTM D7160, ASTM F1671, EN 374-5 AS/NZS 4179, Packaging- Liquid proof peel open pouch, and imprinted mgf and exp date( Not stamped), Shelf life- minimum 2 years. | Pair
| Sterile Surgical Latex Powder Free Gloves :- Size 8.0, Latex 100 % powder free, Gamma irradiation Sterilized, polyurethane coated with inner coating for swift and easy wet or dry hand donning, and beaded cuff. Absence of common allergens, Thickness 0.25 +/- 0.03 mm on finger, 0.21 +/- 0.02 mm on palm and 0.17 +/- 0.02 mm on cuff, Strength -elongation at break ≥ 750 and tensile strength (MPa) of ≥ 24, Minimum Length 302 mm,, Product Standard- ASTM D6978, ASTM D3577, EN 374-5, EN 455 Part 1-4, EN 420, ISO 10282, Packaging- Liquid proof peel open pouch, and imprinted mgf and exp date( Not stamped), Shelf life- minimum 2 years. | Pair
| Sterile surgical Non-Latex powder free Gloves:- Size 6.0, 100% Powder free & Latex free, Gamma irradiation Sterilized, polychloroprene material, Polymer coated with inner coating for swift and easy wet or dry hand donning, Beaded/straight cuff , Thickness-standard, Length-extended cuff length for extra protection, Anti-slip smooth external finish for secure instrument handling and grip, AQL-0.65, 100 % Chemical accelerator free, Ergonomically Certified,Product Standards- ASTM D3577, ASTM D7160, ASTM F1671, EN 374-5 AS/NZS 4179, Packaging- Liquid proof peel open pouch, and imprinted mgf and exp date( Not stamped), Shelf life- minimum 2 years. | Pair
| Sterile Surgical Latex Powder Free Gloves :- Size 8.0, Latex 100 % powder free, Gamma irradiation Sterilized, polyurethane coated with DermaSheild and beaded cuff with Surefit Tech.Absence of common allergens, Thickness 0.25 +/- 0.03 mm on finger, 0.21 +/- 0.02 mm on palm and 0.17 +/- 0.02 mm on cuff, Strength -elongation at break ≥ 750 and tensile strength (MPa) of ≥ 24, Minimum Length 302 mm,, Product Standard- ASTM D6978, ASTM D3577, EN 374-5, EN 455 Part 1-4, EN 420, ISO 10282, Packaging- Liquid proof peel open pouch, and imprinted mgf and exp date( Not stamped), Shelf life- minimum 2 years. | Pair
| Sterile surgical Non-Latex powder free Gloves:- Size 6.5, 100% Powder free & Latex free, Gamma irradiation Sterilized, polychloroprene material, Polymer coated with DermaShield, Beaded/straight cuff with Surefit Technology, Thickness-standard, Length-extended cuff length for extra protection, Anti-slip smooth external finish for secure instrument handling and grip, AQL-0.65, 100 % Chemical accelerator free, Ergonomically Certified,Product Standards- ASTM D3577, ASTM D7160, ASTM F1671, EN 374-5 AS/NZS 4179, Packaging- Liquid proof peel open pouch, and imprinted mgf and exp date( Not stamped), Shelf life- minimum 2 years. | Pair
| Sterile surgical Non-Latex powder free Gloves:- Size 6.0, 100% Powder free & Latex free, Gamma irradiation Sterilized, polychloroprene material, Polymer coated with DermaShield, Beaded/straight cuff with Surefit Technology, Thickness-standard, Length-extended cuff length for extra protection, Anti-slip smooth external finish for secure instrument handling and grip, AQL-0.65, 100 % Chemical accelerator free, Ergonomically Certified,Product Standards- ASTM D3577, ASTM D7160, ASTM F1671, EN 374-5 AS/NZS 4179, Packaging- Liquid proof peel open pouch, and imprinted mgf and exp date( Not stamped), Shelf life- minimum 2 years. | Pair
| Sterile surgical Non-Latex powder free Gloves:- Size 8.0, 100% Powder free & Latex free, Gamma irradiation Sterilized, polychloroprene material, Polymer coated with DermaShield, Beaded/straight cuff with Surefit Technology, Thickness-standard, Length-extended cuff length for extra protection, Anti-slip smooth external finish for secure instrument handling and grip, AQL-0.65, 100 % Chemical accelerator free, Ergonomically Certified,Product Standards- ASTM D3577, ASTM D7160, ASTM F1671, EN 374-5 AS/NZS 4179, Packaging- Liquid proof peel open pouch, and imprinted mgf and exp date( Not stamped), Shelf life- minimum 2 years. | Pair
| Sterile surgical Non-Latex powder free Gloves:- Size 8.0, 100% Powder free & Latex free, Gamma irradiation Sterilized, polychloroprene material, Polymer coated with inner coating for swift and easy wet or dry hand donning, Beaded/straight cuff, Thickness-standard, Length-extended cuff length for extra protection, Anti-slip smooth external finish for secure instrument handling and grip, AQL-0.65, 100 % Chemical accelerator free, Ergonomically Certified,Product Standards- ASTM D3577, ASTM D7160, ASTM F1671, EN 374-5 AS/NZS 4179, Packaging- Liquid proof peel open pouch, and imprinted mgf and exp date( Not stamped), Shelf life- minimum 2 years. | Pair
| Surgical cap, Disposable | Piece
| Gel foam, Haemostatic 7 x 5 x 1cm, Sterile | Piece
| Skin stapler clip remover, Sterile 35mm | Piece
| Round stapler | Piece
| Suprapubic catheter set, Disposable 14Fr | Piece
| Incise drape, Sterile, 56 x 84cm | Piece
| Gown, Sterile, Disposable, Non woven material, Fluid resistant, length mid‐calf with long sleeves, and a waist tie; Packed sterile individually; Sleeves finished with cuff, cotton or synthetic; Size: Large with one absorbent hand towel. | Piece
| Tube drain, PVC Size 16 | Piece
| Linear cutter, Reloadable 75mm | Piece
| Bard Parker Blade handle No. 3, SS | Piece
| Scalpel blade, SS No 10 | 100/pkt
| T-tube, Silicone, Sterile FG 6 | Packet
| Surgical drape set , sterile, 1large drape 150X240cm, 2 medium drape 150X180cm, 2 small drapte 80X1000 with adherent pad on one side | Set
| Transparent Film Dressing with Non- Adherent Pad, 10 X 25 cm and 5 X 20 cm adherent pad, sterile | Piece
| Linear cutter, Reloadable 30mm | Piece
| Linear cutter, Reloadable 60mm | Piece
| Intraluminal stapler, Curved 25mm with adjustable height staples | Piece
| Abdominal sponge, 12-14 ply, X-ray detectable 12 x 12inch | Piece
| Sterile surgical Non-Latex powder free Gloves:- Size 7.5, 100% Powder free & Latex free, Gamma irradiation Sterilized, polychloroprene material, Polymer coated with DermaShield, Beaded/straight cuff with Surefit Technology, Thickness-standard, Length-extended cuff length for extra protection, Anti-slip smooth external finish for secure instrument handling and grip, AQL-0.65, 100 % Chemical accelerator free, Ergonomically Certified,Product Standards- ASTM D3577, ASTM D7160, ASTM F1671, EN 374-5 AS/NZS 4179, Packaging- Liquid proof peel open pouch, and imprinted mgf and exp date( Not stamped), Shelf life- minimum 2 years. | Pair
| Regenerated oxidized cellulose dressing, Absorbable, Haemostat 5 x 7.5 cm | 12/pkt
| Scalpel blades: No 11, packet of 100, SS | 100/pkt
| Scalpel blades: No 10, packet of 100, SS | 100/pkt
| Cleaning brush 210 x 95mm | Piece
| Linear stapler 75mm | Piece
| Linear stapler cartridge 75mm | Piece
| Patient positioning pad, Viscoelastic polymer, Contoured chest roll, Small, Medium and Large | Set
| Suction unit, Close wound with bellow unit, Connecting tube, Curved needle, Size 10 | Set
| Suction unit, Close wound with bellow unit, Connecting tube, Curved needle, Size 12 | Set
Suction unit, Close wound with bellow unit, Connecting tube, Curved needle, Size 14
| Suction unit, Close wound with bellow unit, Connecting tube, Curved needle, Size 16 | Set
| Suction unit, Close wound with bellow unit, Connecting tube, Curved needle, Size 8 | Set
| Suction unit, Close wound with bellow unit, Connecting tube, Curved needle, Size 18 | Set
| Suction unit, Close wound with bellow unit, Connecting tube, Curved needle, Size 10 | Set
| Carbon cautry tips cleaner, Sterile | Piece
Equipment | Instrument trolley, SS: Capacity up-to 100 kg; With tubular frame mounted on 4 non-rusting swiveling castors (8 inch) with two with brakes; Two shelves (SS) with protective railing on three sides | Piece
| Operation Theatre Light handles: compatible to the existing OT light/machine | Piece
| OT fumigation machine: Power supply: 220V-230V, Power cord of round 3 pin round type plug top | Piece
| Collin Rectractor (Adult): (24 Cm/10) (38 X 60 mm) | Piece
| Collin Rectractor (Paed): (20 Cm/8) (18 X40 mm) | Piece
| Cleaning brush, (400 X 190 X 8/12 mm) | Piece
| Cleaning brush, (210 X 95 mm) | Piece
| Cleaning brush, (330 X 130 X 50 mm) | Piece
| Electrosurgical diathermy unit: Should be micro-controller based isolated Electrosurgical Generator having both Monopolar and Bipolar outputs designed for all surgical procedures. Touch screen display; Connector ports: Smart interface for connecting handset or smart connector adapter; Mounting: Mounting cart and overshelf; 1. Monopolar outputs should have three cutting modes: a. Low cut for delicate tissue or Laparoscopic cases having maximum power of 300 w. b. Pure cut for clean, precise cut in general surgery having maximum power of 200 W. c. Blend mode for cutting with homeostasis having maximum power of 200 W. *All cut modes should be able to adjust output power depending on tissue density by less than 15% or 5 W, whichever is greater. 2. It should have three Coag Modes with maximum power of 120 W a. Desiccate mode for low voltage contact coagulation suitable for Laparoscopic and delicate tissue work. b. Fulgurate mode for efficient non-contact coagulation in most applications. c. Spray mode should have randomized spray effect of varying amplitude and frequency for coagulating large tissue areas with minimum depth of necrosis. 3. It should have three bipolar modes with maximum power of 70 W a. Precise mode have fine control of desiccation in delicate tissue. b. Standard mode for applications at low voltage to prevent sparking. c. Macro mode for applications on tissue with high resistance. 4. It should have patient plate monitoring facility and should give audiovisual alarm and deactivate output if contact between patient and patient plate is not proper to eliminate the risk of patient burns. 5. The unit should have two hand switching and two Foot switch Monopolar outputs and one hand switching and foot switching bipolar output. 6. It should have membrane keyboard for power settings. 7. The unit should have individual digital display of power for Bipolar, Monopolar cut and Monopolar Coag. 8. The unit should not have RF Leakage current more than 150 mA. 9. Ligature mode with vessel sealing and automatic cut technology: Rated load 20 Ohms, Max. power of 350 W; 10. Tones: Activation tone with adjustable volume, Seal complete tone, Re-grasp tone, Foot switch activation, Alarm tone; 11. Minimum of 1 year warranty should be provided. 12. Memory button to recall the most recently used intensity and power settings; RF activation port, RS-232 serial port, and expansion port; Facilities to upgrade software on site; 13. Power Supply : 230 V ± 6% , 50 Hz ± 1 % ; Power cord with 3 round pin top and 2 KVA online UPS. 14. Should provide operation and basic maintenance demonstration to the user and biomedical personnel during time of installation. 15. Operating and service manual should be supplied. 16. Certification CE; EC Marked,US FDA; ISO certification. Electrical safety conforms to the standards for electrical safety IEC 60601-General requirements(or equivalent BIS Standard). Accessories: Monopolar foot switch, connecting cable and hand piece; Bipolar foot switch and 10 numbers of bipolar connecting cables, 4 numbers of curved bipolar forceps and two numbers of straight bipolar forceps; Ligature hand-piece, vessel sealing handsets and accessories, two number Reusable Patient Plate, one number Universal Adapter (Standardised Brands: Olympus, Covidien and ERBE) | set
| Electrosurgical diathermy unit: Output configuration: Isolated output; Cooling: Natural and forced convection and fan; Touch screen display; Connector ports: Smart interface for connecting handset or smart connector adapter; Mounting: Mounting cart and over-shelf; Monopolar cut mode: Low (Max. power: 300 W), Pure (Max. power: 330 W) and blend (Max. power: 200 W); Monopolar coagulation mode: Desiccate , Fulgurate (Max. power: 200 W) and spray (Max. power: 200 W); Bipolar mode: Precise (Max. of 95 W), Standard (Max. of 95 W) and macro (Max. of 95 W); Bipolar coagulation mode; Ligature mode with vessel sealing technology: Rated load 20 Ohms, Max. power of 350 W; Tones: Activation tone with adjustable volume, Seal complete tone, Re-grasp tone, Foot switch activation, Alarm tone; Memory button to recall the most recently used intensity and power settings; RF activation port, RS-232 serial port, and expansion port; Facilities to upgrade software on site; Power Supply : 230 V ± 6% , 50 Hz ± 1 % ; Power cord with 3 round pin top and 2 KVA online UPS. Accessories: Monopolar foot switch, connecting cable and hand piece; Bipolar foot switch and 10 numbers of bipolar connecting cables, 4 numbers of curved bipolar forceps and two numbers of straight bipolar forceps; Ligature hand-piece, vessel sealing handsets and accessories (Standardised Brands: Olympus, Covidien and ERBE) | set
| Operating table, Urology, Electrohydraulic: Table height: 60 cm to 110 cm; Weight capacity 450-550 kg; Length without accessories 76-78 cm; Width without side rails 54=56 cm; The table should have both fix (Lock) and transportable (Unlock) mode. Four motorized movement, height adjustment 60- 110 cm, longitudinal shift 30 - 35 cm; Trendelenburg /reverse 25°/35°, Lateral tilt (Left/Right) 20°/20°, Head section +90° to -90° (15°increments), Back section +75° to -40°, Leg section 0/-105° (Removable); Pivot at the center; X-ray transparent length of 163-165 cm with carbon fiber table top. Certification CE; EC Marked,US FDA; ISO certification. Electrical safety conforms to the standards for electrical safety IEC 6060-1-General requirements(or equivalent BIS Standard). Power Supply : 240 V ± 6% , 50-60 Hz ; Power cord with 3 round pin top and 2 KVA online UPS. All the functions with a manual back-up in case of no power or malfunctioning. All control motors with no more than 24 V driving current. Remote control with spiral cable for all controlled movements & Foot control. Accessories: 2 knee crutches (Leg Support) with connecting accessories, 2 Hand support with connecting accessories, 2 body support strap with velcro strap, washable( length 150 cm X width 12 cm). | set
| Operating table; Electrohydraulic: Stable base construction with four double castors( 12.5-14.5 cm diameter wheel) locking by foot pedal; Table height: 60 cm to 110 cm; Width without side rails 54-56 cm; Length without accessories 75-77 cm: At least 4 articulated sections: head, back, and 2 detachable separate legs sections. The table should have both fix (Lock) and transportable (Unlock) mode. The base will have the following controlled movements: a) vertical displacement: electrically and manual; b) longitudinal displacement 30- 35 cm: electrically and manual; c) trendelenburg and reverse trendelenburg 25/35 degree; d) right and left lateral tilts 20 degree. longitudinal shift of the table, 30 - 35 cm; 380-400 kg patient support, including raise/lower (centered on the column), 380-500 kg full table articulation (centered on the column), 380-400 kg full table articulation, including slide; Trendelenburg/reverse +25°/-35°, Lateral tilt (Left/Right) +20°/-20°, Head section +90° to -100° (15°increments), Back section +80° to -40°, Leg section +90/-100° (Removable); Pivot at the center. All the functions with a manual back-up in case of no power or malfunctioning. All control motors with no more than 24 V driving current. Remote control with spiral cable for all controlled movements & Foot control. Certification CE; EC Marked,US FDA; ISO certification. Electrical safety conforms to the standards for electrical safety IEC 60601-1; -General requirements(or equivalent BIS Standard). Power Supply : 240 V ± 6% , 50-60 Hz; Power cord with 3 round pin top and 2 KVA online UPS. Accessories: 2 knee crutches (Leg Support) with connecting accessories, 2 Hand support with connecting accessories, 2 body support strap with velcro strap, washable( length 150 cm X width 12 cm) (Standardised Brands: Janak Healthcare, Maquet and Steris) | set
| Lead apron stand, Portable SS: With 10-12 apron hooks/ corner buffers, castor wheels, weight bearing capacity 150-200kg | Piece
| Operating table, Neuro-surgery: Stable base with four double castors( 12.5-14.5 cm dia) ; table should have both fix (Lock) and transportable (Unlock) mode. Height: 60-110 cm, Weight Capacity:380-500 kgs, Length without accessories 76-77 cm;Longitudinal shift:30-40 cm, Elevation stroke: 60-110 cm (High/low speeds); Trendelenburg/ reverse trendelenburg 25/35 degree: Head down +40/-40 degree; Head up 20 degree; Horseshoe head pad: Adult and Paediatric; Supine head pad; Lateral head pad with centre dish; Prone head rest: Medium; Prone head rest: Large; Positioning Chest rolls: Adult and Paediatric; Stirrup pads: Boot/stirrup pad set; Battery: DC 12 V x 6; Certifications: CE, FDA, ISO, IEC or equivalent standards; Power Supply : 240 V ± 6% , 50 -60 Hz; Power cord with 3 round pin top and 2 KVA online UPS. All the functions with a manual back-up in case of no power or malfunctioning. All control motors with no more than 24 V driving current. Remote control with spiral cable for all controlled movements & Foot control. Accessories: 2 hand Support with connecting accessories, Park bench positioning braces sets with connecting accessories (should include rectangular body support, 2 body support strap with velcro strap, washable( length 150 cm X width 12 cm), Clip-on blade clamps) | set
| Instrument Trolley: stainless steel (length -75 cm, breadth - 55 cm. Wheel size: 3 inch and railings on three sides) | Piece
| Fumigator, Portable, 5 L: Particle Size 1-30 microns (Convertible for dry fog wet fog); With liquid flow rate: 1.5-9 L/H; Timer: Adjustable; Air velocity: 130 M/sec; Throw area: 30-40 ft. and 20-25 feet height; Area coverage: More than 12000 cubic feet; Motor speed: Approx. 22000 RPM; SS, Autoclavable tank with silicon grade gasket;360 degree movable; Power Supply : 230 V ± 6% , 50 Hz ± 1 % ; Power cord with 3 round pin top. | Piece
| Operating table, Electrohydraulic: Table height: 22.8” to 42.5”; At least 5 articulated sections: head, back, pelvis and 2 separate legs sections, Table sliding range 9” to head and 9” to foot (18 inches total); 450-550 kg patient support, including raise/lower (centered on the column), 400-500 kg full table articulation (centered on the column), 250-300 kg full table articulation, including slide; Trendelenburg/reverse 30°/30°, Lateral tilt (Left/Right) 20°/20°, Head section +90° to -90° (15°increments), Back section +80° to -40°, Leg section 0/-105° (Removable) with two knee crutches (leggings) ; Pivot at the center. 4 non-rusting wheel and a brake. Power Supply : 230 V ± 6% , 50 Hz ± 1 % ; Power cord with 3 round pin top and 2 KVA online UPS. (Standardised Brands: Janak Healthcare, Maquet and Steris) | Set
| Fumigation Machine, Portable, 5 L of SS make: Particle Size 1-30 microns (Convertible for dry fog wet fog); With liquid flow rate: 1.5-9 L/H; Timer: Adjustable; Air velocity: 130 M/sec; Throw area: 30-40 ft. and 20-25 feet height; Area coverage: More than 12000 cubic feet; Motor speed: Approx. 22000 RPM; Autoclavable tank with silicon grade gasket;360 degree movable; Power Supply : 230 V ± 6% , 50 Hz ± 1 % ; Power cord with 3 round pin top. Certification CE; EC Marked,US FDA; ISO certification. | Set
| Operating theatre light handle, Compatible with the existing OT light | Piece
| Operating table, Urology: Table height: 22 to 42; 450-550kg patient support; Four motorised movement, height adjustment, logitudinal shift of the table, 400 - 450mm; Trendelenburg /reverse 30°/30°, Lateral tilt (Left/Right) 20°/20°, Head section +90° to -90° (15°increments), Back section +80° to -40°, Leg section 0/-105° (Removable); Pivot at the center; X-ray transparent | Set
| Operating theatre light, LED: Ceiling mount; Shadow less; entire assembly should be made up of anti-rust material like stainless steel or carbon;2 domes with light handles; Heat resistant, with extra 8 set of OT light handle with cover; autoclavable handle ;Homogeneous/uniform light field; Swivel Light arms for easy maneuverability;High-performance LED, arranged into minimum 15 light engines; control panel on dome/arm for light field and illumination adjustment;High-performance single colour LED with low heat generation; LED service life min. 60,000 hrs; Illuminance > 1,20,000 Lux; Luminous efficacy 320 lm/W; Colour rendering index (CRI)>95;All surfaces should be coated with epoxy powder / other highly corrosion resistant material; Power Supply : 230 V ± 6% , 50 Hz ± 1 % ; Power cord with 3 round pin top and 2 KVA online UPS. The OT light should be tailored as per the OR room size. (Standardised Brands: GPC Medical or equivalent or higher) | Set
| Operating table, Neuro-surgery: Elevation stroke: 480-980mm (High/low speeds); Trendelenburg (high/low speeds): Head down 40 degree; Head up 20 degree; Horseshoe head pad: Adult and Paediatric; Supine head pad; Lateral head pad with centre dish; Prone head rest: Medium; Prone head rest: Medium; Prone head rest: Large; Positioning Chest rolls: Adult and Paediatric; Stirrup pads: Boot/stirrup pad set; Battery: DC 12V x 6; Certifications: CE, FDA, ISO, IEC or equivalent standards; Operational environmental conditions: Temperature 5-40oC; Relative humidity: 4 to <90%; Altitude 200-3000m; Atmospheric pressure 500-800mmHg; Power supply: AC 220-240V, 50Hz; Power cord with 3 round pin top | Set
| Lead apron, Extra large, Lead thickness 0.5mm | Piece
| LED Operation Theatre light Shadow less, 2 or more than 2 domes. Light handles, (In built cctv camera-optional) Can be used for hours without disruption, heat resistant. Should be fixed to ceiling.'- Back up UPS for 4 Hrs. 210-240 V, 50Hz. with extra 8 set of OT light handle.operating condition:-10-+40 degree centrigrade,RH>80%,altitude>2000m.3 pin round type plug top | Set
| Mayo table, SS: Hydraulic system for raising and lowering; Height range: 850-1200 mm; 360° swivel board; Detachable tray of 20 X 25 inch; 4 Casters with bumpers and two brakes. | Piece
| Lead apron , Large, Lead thickness 0.5mm | Piece
| Mayo table (stain less steel): Dimension of the tray: 73-75 cm X47-50 cm X 6 cm; Adjustable Height: 75-140 cm; Weight: 10-15 Kgs; Wheel: total three castors, two of them should have brake. | Piece
| Mayo Table: Stainless steel structure, height adjustable from 85 cm to 120 cm, manually operated, stainless steel top tray detachable, 650x530x20mm. | Piece
| Surgical Diathermy machine with vessel sealing device: should contain: Monapolar - for switch, connecting cable, hand piece, bipolar-Food switch, 10 numbers of biploar connecting, vessel sealing hadnsets and accessories | Set
| Operating theatre light, LED: Ceiling mount; Shadow less; entire assembly should be made up of anti-rust material like stainless steel or carbon;2 domes with light handles; Heat resistant, with extra 8 set of OT light handle with cover; autoclavable handle ;Homogeneous/uniform light field; Swivel Light arms for easy maneuverability;High-performance LED, arranged into minimum 15 light engines; control panel on dome/arm for light field and illumination adjustment;High-performance single colour LED with low heat generation; LED service life min. >60,000 hrs; Illuminance ≥1,60,000 Lux; Luminous efficacy 320 lm/W; Colour rendering index (CRI) ≥99; All surfaces should be coated with epoxy powder / other highly corrosion resistant material; Power Supply : 230 V ± 6% , 50 Hz ± 1 % ; Power cord with 3 round pin top and 2 KVA online UPS. The OT light should be tailored as per the OT room size. (Standardised Brands: GPC Medical or equivalent or higher) | Set
| Fluid warming cabinet, SS: For warming intravenous fluids and blankets; 4 digit LCD display; Control lock programming and auto-time programming; Blanket warming compartment: Compartment should have an adjustable temperature range of 37 - 93°C) with an automatic overheat safety cut-out; Fluid warming compartment: Adjustable temperature from 37 - 66°C, while the injection temperature range should be 37 - 40°C; Temperature accuracy: +0/-19°C for set points of 37°C to 40°C and within +0/-20°C for set points of 43°C to 66°C; Capacity: at least 30-35 blankets; 30 numbers of 1 L bottles or 24 numbers of 1 L bags; Operational environmental conditions: Temperature 5-40°C; Relative humidity: 4 to <90%; Altitude 200-3000 m; Atmospheric pressure 500-800 mm Hg; Power Supply : 230 V ± 6% , 50 Hz ± 1 % ; Power cord with 3 round pin top. Certification CE; EC Marked,US FDA; ISO certification. Electrical safety conforms to the standards for electrical safety IEC 60601-General requirements(or equivalent BIS Standard). Minimum of 1 year warranty should be provided. | set
| Operating table, Orthopaedic, Electrohydraulic: Power adjustable height, Trendelenburg/Reverse Trendelenburg, Lateral slide and Lateral tilt functions; Manual, adjustable head section; Leg section with two knee crutches (leggings), Pendant hand control; Mobile base with hydraulically operated self compensating floor locks; Capacity: approx. 200 kg; Accessories: Traction unit assembly. Power Supply : 230 V ± 6% , 50 Hz ± 1 % ; Power cord with 3 round pin top and 2 KVA online UPS. | Set
| Operating table; Orthopaedic, Electrohydraulic: Stable base construction with four double castors ( 12.5 to 14.5 cm diameter wheel): Height without accessories 60-110 cm; Length without accessories 75 to 80 cm; width without side rails 54 to 56 cm; Weight capacity 380-500 kgs; Power adjustable height 60-110 cm, The table should have both fix (Lock) and transportable (Unlock) mode. Trendelenburg/reverse +25°/35°; Lateral tilt (Left/Right) 20°/20°; Head section +90°/-90° (15°increments), Back section +75° to -40°, Leg section 0/-100° (Removable); longitudinal shift of the table, 30 - 40 cm; Manual, adjustable head section; Pendant hand control; Mobile base with hydraulically operated self compensating floor locks; Power Supply : 240 V ± 6% , 50-60 Hz ; Power cord with 3 round pin top and 2 KVA online UPS. Should be battery operated. Should have over-charging cut-off with visual symbol for protection. Should have X-ray transparent length of 160-165 cm with carbon fiber table top. Electrical safety conforms to the standards for electrical safety IEC 60601-1; General requirements(or equivalent BIS Standard). Certification CE; EC Marked,US FDA; ISO certification. All the functions with a manual back-up in case of no power or malfunctioning. All control motors with no more than 24 V driving current. Remote control with spiral cable for all controlled movements & Foot control. Accessories: Complete orthopedic traction assembly for orthopedic surgery, 2 knee crutches (Leg Support) with connecting accessories. 2 body support strap with velcro strap, washable( length 150 cm X width 12 cm), 2 Hand support with connecting accessories | set
| Lead apron, Medium, Lead thickness 0.5mm | Piece
| Radiation shielding goggles with adjustable strap (SF 6): High index lenses with 0.75 mm PbEq protection; Lightweight and comfortable; Soft, Comfortable rubber inlay nose pad and temple tips; Durable nylon frame with sleek frame features; Side shields; Anti-fog spray facility; Safety strap add-on, and protective case. | Piece
| Vessel sealing system, Bipolar and macro-bipolar modes; Tones: Activation tone, Seal complete tone, Re-grasp tone, Alarm tone; Memory button to recall the most recently used intensity and power settings; Smart interface for connecting handset or smart connector adapter; Adjustable volume for the activation tone; Foot switch activation; RF activation port, RS-232 serial port, and expansion port; Power supply: AC 220-240V, 50Hz; Power cord with 3 round pin top | Set
| Fluid warming cabinet, SS: For warming intravenous fluids and blankets; 4 digit LCD display; Control lock programming and auto-time programming; Blanket warming compartment: Compartment should have an adjustable temperature range of 37 - 93°C); Fluid warming compartment: Adjustable temperature from 37 - 66°C, while the injection temperature range should be 37 - 40°C; Temperature accuracy: +0/-2°F for set points of 98°F to 104°F and within +0/-3°F for set points of 110°F to 150°F; Capacity: at least 30-35 blankets; 30, 1 L bottles or 24 1 L bags; Operational environmental conditions: Temperature 5-40° C; Relative humidity: 4 to <90%; Altitude 200-3000 m; Atmospheric pressure 500-800 mm Hg;Power Supply : 230 V ± 6% , 50 Hz ± 1 % ; Power cord with 3 round pin top. | Set
Instruments | Forceps, dissecting: non-tooth, size - 20 cm, SS | Piece
| Cooley vascular clamp: Atraumatic grip, 17 cm, SS | Piece
| Dissecting right angle forcep baby adson: size - 20 cm, SS | Piece
| Dissecting right angle forcep baby adson: size - 18 cm, SS | Piece
| Dissecting right angle forcep baby adson: size - 16 cm, SS | Piece
| Fistula Probe: 12.5 cm, SS | Piece
| Forceps, artery: curved, size - 20 cm, SS | Piece
| Forceps, artery: mosquito curved, size - 10 cm , SS | Piece
| Forceps, artery: mosquito curved, size - 12.5 cm , SS | Piece
| Forceps, artery: straight, size - 15 cm, SS | Piece
| Forceps, artery: straight, size - 20 cm, SS | Piece
| Forceps, artery: straight, size - 25 cm, SS | Piece
| Forceps, dissecting: non-tooth, size - 15 cm, SS | Piece
| Forceps, dissecting: toothed, size - 10 cm SS | Piece
| Forceps, sinus, size - 20 cm, SS | Piece
| Forceps, sinus, size - 15 cm, SS | Piece
| Forceps, dissecting: toothed, size - 25 cm SS | Piece
| Forceps, dissecting: toothed, size - 20 cm SS | Piece
| Forceps, dissecting: toothed, size - 15 cm SS | Piece
| Forceps, dissecting: toothed, size - 12.5 cm SS | Piece
| Forceps, sponge holding, size - 25cm, SS | Piece
| Forceps, sponge holding, size - 20 cm, SS | Piece
| Forceps, Kochers: curved, size - 20 cm, SS | Piece
| Forceps, Kochers: curved, size - 15 cm, SS | Piece
| Forceps, tissue, Allis, size - 5 inch, SS | Piece
| Towel Clamps, Backhaus, size  11 cm | Piece
| Bowl for abdominal wash, SS 1000mL | Piece
| Self retaining retractor, GELPI , 17.5 cm long | Piece
| Skin HooKs - Large, SS | Piece
| Humbys skin grafting blade | Piece
| Tissue forceps, Allis, SS 7inch | Piece
| Forceps, tissue, Allis, size -6 inch, SS | Piece
| Forceps, tissue, Babcock, size - 5 inch, SS | Piece
| Forceps, tissue, Babcock, size - 6 inch, SS | Piece
| Kidney stone forceps Randall (Sets of 4) | Set
| Micro-adson (non-tooth), size: 12 cm, 4 .75 inch, SS | Piece
| Needle holder, size - 10 inch , SS | Piece
| Needle holder, size - 10 inch, Tungsten carbide | Piece
| Needle holder, size - 4 inch, SS | Piece
| Needle holder, size - 4 inch, Tungsten carbide | Piece
| Humbys skin grafting handle | Piece
| Retractor Roux, SS 14cm | Piece
| Retractor Roux, SS 15cm | Piece
| Retractor Roux, SS 17cm | Piece
| Tissue forceps, Allis, SS, 6inch | Piece
| Forceps, tissue, Allis, size - 7 inch, SS | Piece
| Artery forceps, Curved, SS, Size 12.5cm | Piece
| Self-retaining abdominal Retractor, Balfour - Child, SS | Piece
| Towel Clamps, Jones/Jones-Martin, 8.5 cm | Piece
| Bookwalter retractor set: Consisting of Instrument case of SS, Table post, Horizontal bar, 1" post coupling, Oval ring, 2 x 6" malleable retractor (2 each), 2 x 3" Kelly retractor (2 each), 2 x 4" Kelly retractor, Balfour retractor, Ratchet mechanism (2 each), Tilt Ratchet mechanism (6 each), Segmented ring, 1 1/2 x 6" Malleable retractor, 3 x 6" Malleable retractor, 2 x 5" Kelly retractor, 2 x 6" Kelly retractor, Horizontal flex bar, Harrington retractor, Gelpi retractor | set
| Intestinal clamp, crushing straight (payr), size - 8 inch, SS | 1
| Intestinal clamp, crushing curved (payr), size - 8 inch, SS | 1
| Blade handle, Bard Parker, SS No. 3 | Piece
| Self-retaining abdominal Retractor, Balfour - Adult, SS (100 x 35 mm) | Piece
| Scissors curved metzenbaum, 4 inch, SS | Piece
| Thoracotomy Lung Rectractor - Child, SS | Piece
| Towel Clamps, Backhaus with locking device, size - 11.5 cm, SS | Piece
| Tissue forceps, Babcock, SS 5inch | Piece
| Dissecting forceps, Non-toothed, SS, Size 12.5cm | Piece
| Instrument holder, SS, 13.5cm for holding ring handle instruments | Piece
| Suture cutting scissors, 23 cm | Piece
| Skin hook, SS, Large | Piece
| Intestinal clamp, Curved, SS, Size 8inch | Piece
| Micro-adson (delicate dissecting forceps tooth), size: 12 cm, 4.75 inch, 1 x 2 teeth, SS | Piece
| Intestinal clamp, Straight, SS 8inch | Piece
| Forceps, tissue, Babcock, size - 7 inch, SS | Piece
| Vascular clamp, Small spoon, Cooley, Atraumatic jaws, SS 17cm | Piece
| Tissue forceps, Delicate, Micro-Adson, Toothed, SS 12cm, 1 x 2 teeth | Piece
| Retractor, Self retaining, Gelpi, 18.5cm long | piece
| Rib rectractor, Thoracotomy, SS Child | Piece
| Retractor, Self retaining, Gelpi, 17.5cm long | piece
| Retractor, Morris, SS | Piece
| Needle holder, size - 5 inch, Tungsten carbide | Piece
| Needle holder, size - 6 inch, SS | Piece
| Intestinal clamp, non-crushing straight with non- traumatic serration, size: 21.5 cm/ 8.5 inch, SS | Piece
| Needle holder, size - 5 inch, SS | Piece
| Pelvis retractor, St. Marks, 29cm, SS, 193 x 60mm | Piece
| Scissors, Mayos, Curved, SS 6 inches | Piece
| Liver retractor, SS, Adult and Paediatric | Pair
| Skin grafting handle, Humbys | Piece
| Dissecting scissor, Curved 23cm | Piece
| Lung rectractor, Thoracotomy, SS, Adult | Piece
| Scissor, Metzenbaums, Curved, Carbide coated 8 inch | Piece
| Needle holder, Tungsten carbide, Size 6inch | Piece
| Intestinal clamp, non-crushing curved with non- traumatic serration, size 21.5 cm/8.5 inch, SS | Piece
| Needle holder, Tungsten carbide, Size 5inch | Piece
| Non traumatic bull dog clamp DeBakey, 3 sm, SS | Piece
| Non traumatic bull dog clamps (straight), 8.5 sm, SS | Piece
| Non traumatic bull dog clamps (curved), 6.7 cm, SS | Piece
| Non traumatic bull dog clamps (straight), 6.7 cm, SS | Piece
| Non traumatic bull dog clamps (curved), 8.5 cm, SS | Piece
| Non traumatic bull dog clamps (straight), 6 cm, SS | Piece
| Retractor, Deaver, SS 100 x 25mm (AxB), 30cm, 12inch | Piece
| Needle holder, size - 8 inch, Tungsten carbide | Piece
| Non traumatic bull dog clamp DeBakey, 8 cm, 3.125 inch, SS | Piece
| Non traumatic bull dog clamps (curved), 6 cm, SS | Piece
| Pelvis Retractor St. Marks, 29cm, 193 x 60 mm, SS | Piece
| Needle holder, size - 6 inch, Tungsten carbide | Piece
| Varicose vein stripper set, SS, With metal case, 1 each metal and plastic probe tip, Flexible cable and T-handle, 3 metal olives (3mm, 6mm, 9mm) | Piece
| Retractor, Deaver, SS 100 x 50mm (AxB), 30cm, 12inch | Piece
| Scissors, Mayos, Curved, SS 10 inches | Piece
| Towel clamp, Backhaus with locking device, SS, Size 11.5cm | Piece
| Suture cutting scissor 23cm | Piece
| Lung rectractor, Thoracotomy, SS, Paediatric | Piece
| Retractor, langenback, 14cm, SS | Piece
| Retractor Deaver, 100 x 25mm (AxB), 30cm, 12 inch, SS | Piece
| Scissors Straight metzenbaum - 8 inch, SS | Piece
| Ring retractor set, Kirschner, size - 340 x 240 mm, SS | Piece
| Scissors curved metzenbaum - 8 inch carbide coated | Piece
| Dissecting scissors curved, 23 cm | Piece
| Retractor, langenback, 21cm, SS | Piece
| Scissors curved metzenbaum, 5 inch carbide coated | Piece
| Scissors curved metzenbaum - 10 inch carbide coated | Piece
| Retractor Deaver, 100 x 50mm (AxB), 30cm, 12 inch, SS | Piece
| Retractor, Morris , SS | Piece
| Scissors Mayo, Curved - 6 inch, SS | Piece
| Scissors Straight metzenbaum - 5 inch, SS | Piece
| Scissors Mayo, Curved - 10 inch, SS | Piece
| Scissors Straight metzenbaum -4 inch, SS | Piece
| Retractor, Liver, SS | Piece
| Safety pin (Instrument holder), SS, 13.5 cm for holding ring handle instruments | Piece
| Bulldog clamp, Non-traumatic, Curved, SS 8.5cm | Piece
| Bulldog clamp, Non-traumatic, Straight, SS 8.5cm | Piece
| Bulldog clamp, Non-traumatic, Curved, SS 6cm | Piece
| Bulldog clamp, Non-traumatic, Straight, SS 6cm | Piece
| Towel clamp, Jones-Martin 8.5cm | Piece
| Bulldog clamp, Non-traumatic, Curved, SS 6.7cm | Piece
| Abdominal retractor, Self-retaining, Balfour, SS 100 x 35mm (Adult) | Piece
| Self retaining laminectomy retractors, Beckman-Eaton, 32 cm long | Piece
| Self-retaining abdominal Retractor, Balfour - Child, SS (24 x 20 mm) | Piece
| Skin HooKs - Small, SS | Piece
| Thoracotomy Rib Rectractor - Adult, SS | Piece
| Varicose vein stripper with probes, SS | Set
| Thoracotomy Lung Rectractor - Adult, SS | Piece
| Self retaining retractor, GELPI, 18.5 cm long | Piece
| Ring retractor set, Kirschner, SS, Size 340 x 240mm | Piece
| Forceps, Kocher, Curved, SS, Size 20cm | Piece
| Sponge holding forceps, SS 20cm | Piece
| Kidney stone forceps, Randall (Set of 4) | Set
| Dissecting forceps, Toothed, SS, Size 25cm | Piece
| Dissecting forceps, Toothed, SS, Size 12.5cm | Piece
| Dissecting forceps, Non-toothed, SS, Size 20cm | Piece
| Dissecting forceps, Baby-Adson, Right angle, SS, Size 20cm | Piece
| Artery forceps, Mosquito, Curved, SS, Size 12.5cm | Piece
| Scissors, Metzenbaums, Curved, SS 6 inches | Piece
| Blade handle, Bard Parker, SS No. 7 | Piece
| Dissecting forceps, Baby-Adson, Right angle, SS, Size 18cm | Piece
| Artery forceps, Straight, SS, Size 20cm | Piece
| Artery forceps, Straight, SS, Size 15cm | Piece
| Artery forceps, Curved, SS, Size 20cm | Piece
| Artery forceps, Mosquito, Curved, SS, Size 10cm | Piece
| Forceps, Kocher, Curved, SS, Size 15cm | Piece
| Scissor, Metzenbaums, Straight, SS 6inch | Piece
| Sinus forceps, SS, Size 20cm | Piece
| Artery forceps, Straight, SS, Size 25cm | Piece
| Sinus forceps, SS, Size 15cm | Piece
| Dissecting forceps, Non-toothed, SS, Size 10cm | Piece
| Tissue forceps, Allis, SS 5inch | Piece
| Artery forceps, Curved, SS, Size 15cm | Piece
| Rib shear, curved, 34 cm | Piece
| Needle holder, size - 8 inch, SS | Piece
| Rib rectractor, Thoracotomy, SS Adult | Piece
| Rib shear, straight for adult, 27 cm | Piece
| Rib shear, straight for children, 24 cm | Piece
| Thoracotomy Rib Rectractor - Child, SS | Piece
| Needle holder, SS, Size 4 inches | Piece
| Rectractor, Collins 24cm/10 inch; 38 x 60mm, Adult | Piece
| Retractor, langenback, 16cm, SS | Piece
| Bookwalter retractor with instrument case (Consisting of accessories that can be used for advanced stomach, thoractomy, liver, gallbladder, spleen, Gynecology and other abdominal organs surgery) Horizontal Bar Post Coupling Medium Oval Ring 10.5 x 14.5 I.D. (26.7 x 36.8cm) Malleable Retractor Blade (2ea) 2 x 6 (51mm x 152mm) Malleable Retractor Blade 1.5 x 6 (38mm x 152mm) Harrington Retractor Blade Malleable Retractor Blade 3 x 6 (76mm x 152mm) Kelly Retractor Blade (2ea) 2 x 3 , 51mm x 76mm Kelly Retractor Blade 2 x 4 51mm x 101mm Kelly Retractor Blade 2 x 5 51mm x 127mm Kelly Retractor Blade 2 x 6 51mm x 152mm Liver Retractor (Detail list of accessories should be clearly mentioned by the supplier during quotation) | Set
| Rectractor, Collins 20cm/8 inch; 18 x 40mm, Paediatric | Piece
| Scissors curved metzenbaum - 6 inch, SS | Piece
| Sponge holding forceps, SS 15cm | Piece
| Fistula probe, SS 12.5cm | Piece
| Dissecting forceps, Toothed, SS, Size 20cm | Piece
| Needle holder, Tungsten carbide, Size 10 inches | Piece
| Needle holder, SS, Size 8inch | Piece
| Blade handle, Bard Parker, SS No. 4 | Piece
| Needle holder, Tungsten carbide, Size 4 inches | Piece
| Tissue forceps, Babcock, SS 6inch | Piece
| Dissecting forceps, Non-toothed, SS, Size 15cm | Piece
| Dissecting forceps, Toothed, SS, Size 10cm | Piece
| Dissecting forceps, Toothed, SS, Size 15cm | Piece
| Needle holder, SS, Size 10 inches | Piece
| Needle holder, SS, Size 5inch | Piece
| Sponge holding forceps, SS 25cm | Piece
| Laminectomy retractors, Beckman Eaton, Self retaining 32cm long | piece
| Skin hook, SS, Small | Piece
| Towel clamp, Backhaus, Size 11cm | Piece
| Bulldog clamp, DeBakey, Non-traumatic, SS 8cm | Piece
| Abdominal retractor, Self-retaining, Balfour, SS 24 x 20mm (Child) | Piece
| Tissue forceps, Babcock, SS 7inch | piece
| Intestinal clamp, Non-crushing, Straight with non-traumatic serration, SS, Size 21.5cm | Piece
| Skin grafting blade, Humbys | Pkt. of 10
| Needle holder, Tungsten carbide, Size 8inch | Piece
| Needle holder, SS, Size 6inch | Piece
| Scissors, Metzenbaums, Curved, SS 4 inches | Piece
| Scissor, Metzenbaums, Straight, SS 8 inches | Piece
| Scissors, Metzenbaums, Straight, SS 4 inches | Piece
| Scissor, Metzenbaums, Straight, SS 5 inches | Piece
| Scissor, Metzenbaums, Curved, Carbide coated 5inch | Piece
| Retractor, Langenback, SS 14cm | Piece
| Retractor, Langenback, SS 21cm | Piece
| Forceps, Kocher, Curved, SS, Size 5cm | Piece
| Tissue forceps, Delicate, Micro-Adson, Non-toothed, SS 12cm | Piece
| Bookwalter retractor set: Consisting of Instrument case, Table post, Horizontal bar, 1inch post coupling, Oval ring, 2 x 6inch malleable retractor (2 each), 2 x 3inch Kelly retractor (2 each), 2 x 4inch Kelly retractor, Balfour retractor, Ratchet mechanism (2 each), Tilt Ratchet mechanism (6 each), Segmented ring, 1 1/2 x 6inch Malleable retractor, 3 x 6inch Malleable retractor, 2 x 5inch Kelly retractor, 2 x 6inch Kelly retractor, Horizontal flex bar, Harrington retractor, Gelpi retractor | Set
| Retractor, Langenback, SS 16cm | Piece
| Forceps, artery: curved, size - 12.5 cm, SS | Piece
| Forceps, artery: curved, size - 15 cm, SS | Piece
| Forceps, dissecting: non-tooth, size - 10 cm, SS | Piece
| Scissors Straight metzenbaum -6 inch, SS | Piece
| Scissor, Metzenbaums, Curved, Carbide coated 10inch | Piece
| Forceps, sponge holding, size - 15 cm, SS | Piece
| Forceps, dissecting: non-tooth, size - 12.5 cm, SS | Piece
| Bulldog clamp, DeBakey, Non-traumatic, SS 3cm | Piece
| Forceps, Kochers: straight, size - 20 cm, SS | Piece
| Forceps, Kochers: straight, size - 15 cm, SS | Piece
| Bulldog clamp, Non-traumatic, Straight, SS 6.7cm | Piece
| Dissecting forceps, Baby-Adson, Right angle, SS, Size 16cm | Piece
| Intestinal clamp, Non-crushing, Curved with non-traumatic serration, SS, Size 21.5cm | Piece

## Ophthalmology
Category | Item Name | Pack Size
23G Backflush Instruments | Backflush With Blunt Needle With Passive Aspiration - 1281 - AD06 | Piece
| Backflush With Blunt Needle With Active Aspiration - 1281 - BTD06 | Piece
Accessories | Eye model for teaching | Set
| Binomag loupe with adjustable headband and 2-4x magnification | Set
| Eye testing drum, Near vision | Set
| Monitor, Operating microscope | set
| Endodiathermy tip 23G | Piece
| Ribotran standard Riboflavin Isotonic Solutuin with Dextran, preloaded syring 3ml, | Piece
| Diathermy forceps plug on curved | Piece
| Silicon injection / extraction fares 23G | Pkts
| Drainage bag for cassettesand tubing | Pkts
| Endoplaco tip 20G, 15Degree | Pkts
| Volk lens 28D | Piece
| Vision chart, Digital LCD, Wall mount, Remote controlled, 3 meters, Display resolution 250+/-30cd/m2 | Set
| Vitrectomy pack faros 23G | Pkts
| Eye Model for Teaching | set
| Trial frame, Paediatric | Set
| Visual Acuity, LogMAR chart | Piece
| Trial frame, Adult | Set
| Volk lens 20D | Piece
| Volk lens 78D | Piece
| Visual Acuity, ETDRS chart | Piece
| Battery, Rechargeable, 3.5V (Catalog No.72300; Welch Allyn) | Set
| Vision chart, Colour, 36 plates | Piece
| Vision chart, Low, Portable | Piece
| Bulb, 3.5V for Ophthalmoscope, Direct,Coaxial 11720 | Piece
| Battery, Rechargeable, 3.5V (Catalog No.72200; Welch Allyn) | Set
| Vision chart, Near | Piece
| Volk lens 90D | Piece
| Bulb, 3.5V for Retinoscope streak-18240 | Piece
Consumables | Micro-surgical blade, Cresent, Tip angled, Sterile 2mm | Piece
| Suction cannula 23.5G | Piece
| Micro-surgical blade, Keratome, Tip angled, Sterile 2.8mm | Piece
| Silicone sponge, 3.0 X 5.0 X 100mm | Piece
| Shell and ball implant | Piece
| Corneal storage | Piece
| Infusion cannula 7mm | Piece
| Distance vision, Snellen A Chart | Piece
| Frontalis sling, Aurolab | Piece
| Air Cannula (RYCROFT)27Gx22mm,angle 45 ,4mm bend | Piece
| Armsler grid | Piece
| Conformer, Universal 22mm | Piece
| RAF ruler | Piece
| Infusion cannula 5mm | Piece
| Conformer, Universal 24mm | Piece
| Castroviejo implant, Plastic 17mm | Piece
| Solid eye sphere 13mm | Piece
| Artificial eye, Medium, Right eye | Piece
| Artificial eye, Medium, Left eye | Piece
| Eye shield, Large | Piece
| Eye shield, Small | Piece
| Vision chart, Low, Portable, Love and Bailey | Piece
| Endolaser pipe, Straight and Angle 20G compatible with LASER (Iridex) | piece
| Brilliant Blue G dye 0.05%, 1mL | vial
| Flex loop 23G | piece
| Flex loop 25G | piece
| Endolaser pipe, Straight and Angle 25G compatible with LASER (Iridex) | piece
| Endo diathermy for retina surgery, 23G | piece
| Endo diathermy for retina surgery, 25G | piece
| Silicone tyre, Style 279 | piece
| Silicone oil, 5000cSt | vial
| Silicone tyre, Style 277 | piece
| Silicone tyre, Style 240 | piece
| Perfluoro-n-octane 5mL | vial
| Flourescein dye 20%, 5mL | vial
| Indocyanine green dye, 25mg | vial
| IV cannula, Butter fly wing 24G | piece
| Framatome tips 23G | piece
| Viscous fluid control Pak for Constellation system | set
| Blumenthal anterior chamber maintainer 20G | piece
| Framatome tips 20G | piece
| Silicon sleeve, Fixation, Style 70 | piece
| Sulphur Hexafluride (SF6) | vial
| Trochar set, Disposable 25G | set
| Trochar set, Disposable 20G | set
| Adhesive eye pad, Sterile 5 x 6.5cm | piece
| Adhesive eye pad, Sterile 9.5 x 6.5cm | piece
| Betadine 5% sterile ophthalmic solution, 5mL | piece
| Eye spear, Sterile | 5/Pkt
| Moist chamber for enucleated eye storage | Piece
| Visual Acuity, ETDRS Chart | Piece
| Silicone Oil | Bottle
| Infusion Canula 5.mm | Piece
| 23G Endolaser Pipes, 23G/0 | Piece
| Infusion Canula | Piece
| Infusion Canula 7.mm | Piece
| Bulbs - Retinoscope Bulb 08200u | Piece
| Trochar set, Disposable 23G | set
| Eye shields - Small, Medium, Large | Piece
| Bandage Contact Lens | Piece
| Sterile Microsurgical Blade (Keratome) 2.8m,m Tip Angled | Piece
| Punctum Plugs | Piece
| Bulbs for Slitlamp Haag Streit - BM-901 | Piece
| Bulbs - Penlite - 07600u | Piece
| Constellation Vitrotectomy Cassette 20 Gauze | Piece
| Bulbs for Topcon Slitlamp - SL-3F | Piece
| Cambridge Crowding Cards | Piece
| Constellation Vitrotectomy Cassette 23 Gauze | Piece
| I Care probe for Tonometery | Piece
| Eye Spere Solid Plaque - 19mm, | Piece
| Eye Spere Solid Plaque - 13mm | Piece
| Eye Spere Solid Plaque - 17mm, | Piece
| TNO Test For Stereoscopic Vision | Piece
| Injection Fluorescein for FFA | Piece
| Cardiff Picture Chart (Pedriatric) | Piece
| Suction Cannula | Piece
| Cambridge Single cards | Piece
| Portable Low Vision Chart | Piece
| Portable Love & Bailey Low Vision Chart | Piece
| Medpor imlants- sheet and ball implant | Piece
| Eye Spere Solid Plaque - 15mm, | Piece
| RAF Ruler | Piece
| Bulbs - Pocket Ophthalmoscope - 3900u | Piece
| Bulbs for Topcon Slitlamp - SL-D2 | Piece
| Bulbs - Ophthalmoscope 11730 - 04900u | Piece
| Prism lens 30° for posterior periphery beyond the equator | piece
| Artificial Eyes Medium Sizes (left Eye) | Piece
| IOL, Scleral fixated 16D | piece
| IOL, Scleral fixated 17D | piece
| IOL, Scleral fixated 18D | piece
| IOL, Scleral fixated 19D | piece
| IOL, Scleral fixated 20D | piece
| IOL, Scleral fixated 21D | piece
| IOL, Scleral fixated 22D | piece
| IOL, Scleral fixated 23D | piece
| IOL, Scleral fixated 24D | piece
| IOL, Scleral fixated 25D | piece
| IOL, Scleral fixated 26D | piece
| IOL, Scleral fixated 27D | piece
| IOL, Scleral fixated 28D | piece
| IOL, Scleral fixated 29D | piece
| IOL, Scleral fixated 30D | piece
| Octane (5ml) Perfluoro-n-octane | Piece
| Fluorescein 4% strip (100/pkt) | 100 strip/pkt
| MK Media [McCarey-Kaufman] | Piece
| Eye Spehere Solid Type - 17mm, | Piece
| Universal Conformers - 22mm, | Piece
| Artificial Eyes Small sizes (Right Eye) | Piece
| 30GX1/2 inch (0.3X13mm) Needle | Piece
| Castroveijo Implant Solid Plastic - 13mm, | Piece
| Ringer Lactate (Bottle With Rubber Cork) | Piece
| Eye Spehere Solid Type - 15mm, | Piece
| Schimers Test Strip | Piece
| Injection Bevacizumab | Piece
| Artificial Eyes Big Sizes (Right Eye) | Piece
| Universal Conformers - 20mm, | Piece
| Sterile 15 Degree Knife Side Port | Piece
| Thermal Paper Ref No. 112 60 FDT, Zeiss Humphrey Systems | Piece
| Polydimethyl Siloxane (10ml) | mL
| Cyanocrilate Glue | Piece
| Silicone Band 240 (2.5X0.6X125.0mm) | Piece
| Sterile Microsurgical Blade (Cresent) 2mm Wide, Tip Angled | Piece
| Incise Drape Small D1020 | Piece
| Silicone Tyre 276 | Piece
| Silicone Sponge (3.0X5.0X100mm) | Piece
| Aurosling - L527 | Piece
| Thermal paper (AB Scan) 110mmX18m | Piece
| Snellen Distance Vision E Chart | Piece
| Trypan Blue 0.06% | Piece
| Bandage contact lens | Piece
| Eye Spehere Solid Type - 13mm, | Piece
| Universal Conformers - 24mm | Piece
| Castroveijo Implant Solid Plastic - 15mm, | Piece
| Visual Acuity LogMAR Chart | Piece
| Thermal Paper URK-700 Auto | Piece
| Castroveijo Implant Solid Plastic - 17mm | Piece
| Artificial Eyes Big Sizes (Left Eye) | Piece
| Plastic Universal Eye Schield | Piece
| Near Vision Chart | Piece
| Snellen Distance Vision A Chart | Piece
| Isihara Color Vision Chart | Piece
| Injection Triamcinolone Acetonide. | Piece
| Artificial Eyes Medium Sizes (Right Eye) | Piece
| Artificial Eyes Small sizes (Left Eye) | Piece
| Perfluoropropane (C3F8), 10mL | vial
| PC IOL-Single piece 13mm Length-+22.50D | Piece
| Constellation Vitrotectomy Cassette 25 Gauze | Piece
| Bulbs for Slitlamp Haag Streit - BQ-900 | Piece
| Bulbs - Indirect Ophthalmoscope Ophthalmoscope - 1200u | Piece
| PC IOL-Single piece 13mm Length - +17.50D | Piece
| Injection Methyl Cellulose Intra Ocular (Visco Elastic) In Prefilled Syringes 2ml | Piece
| Perfluorocarbon Liquids (PFCL) (heavy liquid) | Piece
| Injection Hyalorinadase 1500iu (vials) | Piece
| Carbachol Intra Ocular Solution 0.01% | Piece
| Silicone band, 2.5 x 0.6 x 125mm | Piece
| Side port knife, Sterile 15o | Piece
| Perfluorocarbon liquid, Heavy, 5mL | Vial
| Solid eye sphere 19mm | Piece
| Artificial eye, Big, Right eye | Piece
| Air cannula, Rycroft 27G x 22mm, angle 45o, 4mm bend | Piece
| Solid eye sphere 15mm | Piece
| Castroviejo implant, Plastic 13mm | Piece
| Cambridge card, Single | Piece
| Aurosling | Piece
| Solid eye sphere 17mm | Piece
| Eye shield, Medium | Piece
| Eye drape, SMS Polypropylene fabric, Water repellent, Size: 100 x 70cm; Incise area: 7 x 9cm; Drainage pouch of transparent PE film | Piece
| Fibrin sealant, 2mL: Human Fibrinogen and Human Thrombin | Piece
| Endolaser pipe, Straight and Angle 23G compatible with LASER (Iridex) | Piece
| Cyanoacrylate glue | 0.25ml
| Distance vision, Snellen E Chart | Piece
| Punctum plug | Piece
| Polydimethyl siloxane | 10mL
| Cardiff picture chart, Paediatric | Piece
| Micro-surgical blade, Keratome, Tip angled, Sterile 3.2mm | Piece
| Trochar set, Disposable | Set
| Thermal paper, URK-700 Auto refractometer | Piece
| Silicone tyre, Style 276 | Piece
| Thermal paper, Type V (High glossy), 110mm x 18m (AB Scan) | Piece
| Thermal paper, Zeiss Humphrey system, 112 60 FDT | Piece
| Cornisol media, 20mL: for cornea storage | Piece
| Probe for tonometer | Piece
| Perfluoropropane (C3F8) | Piece
| Vitrectomy combined procedure Pak 25G | Piece
| Sulphur hexafluride (SF6) | Piece
| Trypan blue 0.06%, 1mL | vial
| Vitrectomy combined procedure Pak 23G | Piece
| Eye Drape - SMS Polypropylene fabric water repellant Sheet size: 100x70 cm Incise area: 7x9 cm Drainage pouch of transparent PE film | Piece
| Aurolac 0275D Frontalis Sling | Piece
| Sterile Microsurgical Blade (Keratome) 3.2mm, Tip Angled | Piece
| Artificial eye, Small, Left eye | Piece
| Silicone oil, 1000cSt | vial
| Needle, 30G x 1/2inch (0.3 x 13mm) | Piece
| Armsler grid | Piece
| Vitrectomy combined procedure Pak 20G | Piece
| Optisol GS (Corneal Storage Media) | Piece
| Artificial eye, Big, Left eye | Piece
| Artificial eye, Small, Right eye | Piece
| Castroviejo implant, Plastic 15mm | Piece
| Conformer, Universal 20mm | Piece
| Cambridge card, Crowding | Piece
| Test strip, Schimers | Piece
Contact Lenses and Refractive Error Correction | Thickness gauge, Contact lens, Dial type | Set
| Equipment (Contact Lens) | Section header
| Accessories (Contact Lens) | Section header
| Refraction chair unit with LCD screen and remote control (Standardised Brands: Plantech) | Set
| Refractometer, Ophthalmic, Automated, Handheld (Standardised Brands: Righton) | Set
| Phoropter:Spherical power range:-27.00D to +27.00D (0.25D/0.50D/1.00D/3.00Dstep).Astigmatic power range:-8.00D to +8.00D (0.25D/1.00D step),Cylinder axis range:0 to 180 degree (1degree / 5 degree)Prism range:0 to 20(all directions) (0.1/0.2/0.5/1.0 step),PD adjustment range:50mm to 78mm (0.5mm/2.0mm step),Test lens (Aux lens):Red-green filter, Polarized filter (45/135),Prism (6/10 degree)Red Maddox (horizontal/vertical),Lens of retinoscopy(+1.5D/+2.0D),Cross cylinders for presbyopia (0.50D-1.0D),Occluding plate (left/ right),Pinhole and cross hairs glass (left/right).Cornea alignment scale (on optical axis):12mm, 13.75mm, 16mm, 18mm, 20mm.Convergence:Near-point distance 40/67cm (Minimum pupillary distance at 40cm convergence: 53mm). Forehead reset adjustment range:15mm.Independent PD adjustment,Near-distance vision chart,Near-distance vision chart bar | Set
| Refractometer, Opthalmic,Automated, Tabletop: Refractive measurement sphere from -25 to +22D in steps of 0.25D. Refractive measurement cylinder from -10 to +10D in steps of 0.25D.Refractive measurement axis angle from 1 to 180º in steps of 1º. Should have at least 0, 12 and 13.5 vertex distance.Measure a minimum pupil diameter of 2.5mm.Should have at least 5 inches LCD/LED display.Should have vertically adjustable chin rest of at least ±25mm.Should have motorized table.Operating Condition: Capable of operating continuously in ambient temperature of 5 to 40 deg C.Power Supply: 230V ± 6% , 50 Hz ± 1 % .(Standardised Brands: Righton or Equivalent or Higher) | Set
| Trial lens set, Rose K2-IC | Set
| Radiuscope, Binocular | Set
| Lensometer to check the power of contact lens | Piece
| Trial lens set, RGP | Set
| Keratometer | Piece
| Microscope, Darkfield to verify contact lens | Set
| Pupilometer, Digital | Set
| Magnifying loupe 10x to check the periphery of contact lens | Piece
| Contact lens diameter gauge | Piece
| Synoptophore | Set
| Trial lens set, Rose K2-NC | Set
| Trial lens set, Rose K2-PG | Set
| Phoropter | Set
Eye Bank | Clinical specular microscope | Set
| Corneal Topography System:High resolution cross sectional images of the anterior segment,Axial and tangential topography maps,Total corneal refractive power.Pachymetry maps,Anterior and posterior corneal elevation maps,Zernike corneal wavefront analysis,Anterior chamber angle measurement,Anterior chamber depth and volume measurements,3D Lens Densitometry and Pentacam Nucleus Staging (automatic classification of lens opacity).Corneal Optical Densitometry for assessing and quantifying corneal opacification.Fast Screening Report to quickly identifying abnormalities found in common pathologies,Cataract Pre-op Display for premium IOLs,Holladay Report with equivilent K readings,Keratoconus detection and staging Belin/Ambrosio Enhanced Ectasia,Contact Lens Fitting with simulated fluorescein image,Various comparison displays including Compare 2 Scheimpflug,Network ready - Up to 50 workstations included.DICOM Interface,Power Supply : 230V ± 6% , 50 Hz ± 1 % Power cord with 3 round pin top.(Standardised Brands: Carl Zeiss or Equivalent or Higher) | set
| Kerato-analyser | Set
| Peschke H Hypotonic, without Dextran 1.5ml Ophthalmic Solution | Piece
| Specular Microscopy for Donor Cornea:Type:Class I, Type B,Photographic ﬁeld:0.25 x 0.55mm,Photographic capability:Automatic,Manual option available, Pachymeter function,Analytical methods:Fully-Automated: Center Method, Flex-Center Method, Gold Standard Semi-Automated: Center Method, Flex-Center Method,Cellular Morphology Analysis:Cell density (mm2), Coefﬁcient of Variation, Standard Deviation, Percentage of hexagonal cells, Numbers of calculated cells, Average cell area (µm2), Maximum cell area (µm2), Minimum cell area (µm2), Distribution of number of sides histogram (%), Distribution of area histogram (%),Output function:USB3.0 x 4, LAN, Bluetooth (optional), Wireless LAN (optional),Integrated monitor,Connections:EMR connection: DICOM .Input voltage:Power Supply: 230V ± 6% , 50 Hz ± 1 % with suitable online 2kVA UPS | Set
| "Collagen Cross linking equipment. Spec: Wavelength: 365 nm; Illumination intensity: [3 – 9 – 18 – 30] mW / cm2; Working distance: 50 mm ± 5 mm; Light emission: Continuous, interval or pulsed wave; Aperture: [3 – 12] mm; Electronically adjusted Timer: Automatic time adjustment ~ [30 – 10 – 5 – 3] min; Electric power: [100 – 240] V ¦ 50 / 60 Hz; Integrated infrared camera for eye tracking and maintaining proper distancing. Integrated Contact Pachymeter with Bluetooth Communication. PDF exportable patient’s data. Color Touch Screen - Real time eye monitoring, treatment settings and remaining treatment time and others such as aperture and tracking zone can even be adapted during the treatment to ensure safety throughout the procedure. Designed for treating ectatic disorders and infective keratitis. Make - varnished steel. Portable - preferable with table and floor mount. | Set
| Safety Goggles | Piece
| Peschke M Isotonic, without Dextran 3.0ml Ophthalmic Solution | Piece
| Specular microscopy for Eye Bank: Viewing field: 1000x 750 µm, Analysis area:400x300µmx4 areas,vial dimension upto 35mm diameter.Thermometer range:0 to 45oC, stage translation ranges X,Y & Z=16mm, Tilt=15oC. Illumination LED/Halogen. Camera: DUal CMOS:Finder & Cornea, Display: Digital data feed to computer. Data interface. Operating conditions:Ambient temp: 10° to 40° C,Relative humidity: 30% to 85%. with compatible chamber. Power Supply:Power Supply: 230V ± 6% , 50 Hz ± 1 % with suitable online 2kVA UPS. | Set
| Corneal topography system: Curvature 8mm (9-99D); Precision ±0D; Reproducibility ±0, 2D; Operating distance 80mm; Camera digital CCD camera; Light source blue LEDs (5nm UV-free); Processor DSP with 00mil; Operations/sec; Speed 50 images/sec; PC: Minimum requirements Pentium VI or above, 1.5GHz, Windows 10 and above, 8GB RAM, USB interface; Power supply 220-240V, 50Hz; Power cord with 3 round pin top (Standardised Brands: Carl Zeiss) | Set
| Silicone Ring sterile (box of 10) | Piece
| Peschke TE Transepithelial 2.0ml Ophthalmic Solution | Piece
| Silicone Ring non-sterile (single packed) | Piece
| Peschke D Isotonic, with Dextran 3.0ml Ophthalmic Solution | Piece
FB Forceps | Avci FB Forceps - 2286 - I, 20G/0 | Piece
| Avci FB Forceps - 2286 - H, 17G/1 | Piece
Foldable lens | IOL, Foldable, Dioptre, Size 22.50D | Piece
| IOL, Foldable, Dioptre, Size 20.00D | Piece
| IOL, Foldable, Dioptre, Size 19.50D | Piece
| IOL, Foldable, Dioptre, Size 21.00D | Piece
| IOL, Foldable, Dioptre, Size 15.00D | piece
| IOL, Foldable, Dioptre, Size 15.50D | piece
| IOL, Foldable, Dioptre, Size 16.00D | piece
| IOL, Foldable, Dioptre, Size 16.50D | piece
| IOL, Foldable, Dioptre, Size 17.50D | piece
| IOL, Foldable, Dioptre, Size 17.00D | piece
| IOL, Foldable, Dioptre, Size 18.00D | piece
| IOL, Foldable, Dioptre, Size 27.50D | piece
| IOL, Foldable, Dioptre, Size 28.00D | piece
| IOL, Foldable, Dioptre, Size 28.50D | piece
| IOL, Foldable, Dioptre, Size 29.00D | piece
| IOL, Foldable, Dioptre, Size 29.50D | piece
| IOL, Foldable, Dioptre, Size 30.00D | piece
| IOL, Foldable, Dioptre, Size 30.50D | piece
| IOL, Foldable, Dioptre, Size 18.50D | piece
| IOL, Foldable, Dioptre, Size 24.50D | piece
| IOL, Foldable, Dioptre, Size 25.00D | piece
| IOL, Foldable, Dioptre, Size 25.50D | piece
| IOL, Foldable, Dioptre, Size 26.00D | piece
| IOL, Foldable, Dioptre, Size 26.50D | piece
| IOL, Foldable, Dioptre, Size 27.00D | piece
| Foldable IOL dioptre size 21.00D | Piece
| Foldable IOL dioptre size 20.50D | Piece
| Foldable IOL dioptre size 23.50D | Piece
| Foldable IOL dioptre size 21.50D | Piece
| Foldable IOL dioptre size 22.50D | Piece
| Foldable IOL dioptre size 24.00D | Piece
| Foldable IOL dioptre size 23.00D | Piece
| Foldable IOL dioptre size 22.00D | Piece
| Foldable IOL dioptre size 19.50D | Piece
| Foldable IOL dioptre size 20.00D | Piece
| Foldable IOL dioptre size 19.00D | Piece
| IOL, Foldable, Dioptre, Size 23.50D | Piece
| IOL, Foldable, Dioptre, Size 19.00D | Piece
| IOL, Foldable, Dioptre, Size 20.50D | Piece
| IOL, Foldable, Dioptre, Size 24.00D | Piece
| IOL, Foldable, Dioptre, Size 22.00D | Piece
| IOL, Foldable, Dioptre, Size 23.00D | Piece
| IOL, Foldable, Dioptre, Size 21.50D | Piece
General equipment | Cabinet Roller Test Type Drum Power supply 220-240v, 50Hz. Power cord with round 3 pin plug top | Piece
| Internally Illuminated Rotating Drum Distance Vision | Piece
| Retinoscope spot | Set
| Binomag Loupe With Adjustable Headband | Piece
| Lensometer | Piece
| Bipolar cautery, Wet field | Set
| Endoscopic dacryocystorhinostomy (DCR) set | Set
| Slit lamp, Digital View light; Background illumination adapter; Beam splitter; Digital dapter; Power adapter, Memory card Accessories: A compact, fully integrated 10 megapixel (minimum) camera, and imaging software with USB 3 interface | Set
| Digital Retinal Camera | Set
| Autoclave machine | Piece
| WelchAllyn wall mount Retinoscope set 3.5V | Set
| Recgargeable battery 3.5Volts Catalog No.72300 made in Japan WELCH ALLYN | Piece
| Haag Streit Applanation Tonometry | Piece
| Operating microscope, Ophthalmic: Scope technology of 5-step, 3.5, 5.4, 8.5, 13.5, 21x; optical routeway and motorized zooming; Clear image with good stereoscopic sense and wide view field; working distance 200mm; Angel between the main and bi-oculars 90°; Coaxial cold light source illumination, and brilliance of the light spot: ≥50000LX Accessories: Camera interface with adaptor for display on LED screen, single-ocular showing scope (Standardised Brands: Topcon Corporation, Carl Zeiss and Scan-Optics) (Standardised Brands: Topcon Corporation, Carl Zeiss and Scan-Optics) | Set
| Operating microscope, Standard: Focus Range: 48mm,Objective lens:12.5x,Magnifictaion:Motorized zoom,Binocular tube: 45oC inclined tube,f=170mm,Apochromatic Optics, Integrated assistant interferance,BrightFlex illumination, LED light Source, Filters(Color enhancement, HA Mode, Blue Blocking),wired Food Control Panel.Floor Stand,Accessories:Integarted HD Camera(1080p),Assistanct Package(Assistant microsocope, Maginification changer, 45oinclined tube).Power Supply : 230V ± 6% , 50 Hz ± 1 % ,(Standardised Brands: Topcon Corporation, Carl Zeiss and Scan-Optics or equivalent or higher) | set
| Operating microscope, Basic:Objective lens:12.5x,Magnifictaion:Motorized zoom,Binocular tube: 45oC inclined tube,f=170-200mm,Apochromatic Optics, Integrated assistant interferance,BrightFlex illumination, LED light Source, Filters(Color enhancement, HA Mode, Blue Blocking),wired Food Control Panel &Floor Stand.Power supply: 220-230V +/- 6%, 50/60 Hz (Standardised Brands: Topcon Corporation, Carl Zeiss and Scan-Optics or equivalent or Higher) | set
| Operating microscope, Advanced(Retina): Apochromatic optics,Motorized zoom system, 1:6 zoom ratio,magnification factors γ = 0.4 to 2.4,Focusing range: 50 mm,Binocular tube: 0-180° tiltable tube,Resight 500, Invertertube, sterreo Co-observation tube,Eyepieces: 10x (12.5x optional),Objective lens f = 200 mm (f = 175 mm),DeepView: depth of field management system,Illumination,SCI: red reflex illumination and full field illumination, both are adjustable,,Integrated 408 nm UV barrier filter,Blue blocking filter,Retinal protection device,Fiber optic illumination,Fluorescence filter,Light source:12 V, 100 W halogen light source with fully automatic bulb change in case of lamp failure,X-Y coupling 61 mm x 61 mm adjustment range,Free programmable button for starting positions of X-Y coupling, focus and zoom, light.(complete microscope equipment, including accessories):Foot control Peddle.Power Supply : 230V ± 6% , 50 Hz ± 1 % ,(Standardised Brands: Topcon Corporation, Carl Zeiss and Scan-Optics or equivalent or higher) | set
| Operating table, Ophthalmic, Electrohydraulic with Electric chair. Overall size - 2080 x 550 x 500-700mm, Height adjustment - 500-700mm, Head plate adjustment -+45° to -90°, Back plate adjustment -+45° to -20°, Leg plate adjustment -+30° to -30°, Loading capacity - 235kg, Foot switch, Back plate, leg plate, Head plate, Electric chair: Adjustable armrest support with rotation 180, Ajustable backrest in height, Chair elevation (Up/down): two buttons on the chair base adjustable by foot. Built-in battery to support 50 operations incase of power failure. Adjustable to ultra-low position at the minimum height of 500mm, run stable, reliable, no noise. Operational Environmental conditions: Temperature (+5 to +40) deg Celsius ,Relative Humidity ( 4 to < 90)%, Altitude ( 200 to 3000 ) mtrs, Atmospheric Pressure (500 to 800) mmHg ; Power Supply : 230V ± 6% , 50 Hz ± 1 % ; Power cord with 3 round pin top. | set
| Optical Biometry with printer: Measurement range (Axial length 14 – 38 mm, Corneal radii 5 – 11 mm, Anterior chamber depth 0.7 – 8 mm, Lens thickness 1 – 10 mm (phakic eye),0.13 – 2.5 mm (pseudophakic eye), Central corneal thickness 0.2 – 1.2 mm,White-to-white 8 – 16 mm), Display scaling Axial (length 0.01mm, Corneal radii 0.01 mm, Anterior chamber depth 0.01 mm, Lens thickness 0.01 mm, Central corneal thickness 1 µm, White-to-white 0.1 mm), SD of repeatability (Axial length 5 µm, Corneal radii 0.09 D, Cylinder > 0.75 D, axis 3.8°, Anterior chamber depth 7 µm, Lens thickness 6 µm,Central corneal thickness 2.5 µm,White-to-white 111 µm), IOL calculation formulas (• Barrett Suite: Barrett Universal II & Barrett TK Universal II*, Barrett toric & Barrett TK toric*, Barrett True K & Barrett True K with TK. • Haigis Suite: Haigis, Haigis-L, Haigis-T • Hoffer® Q • Holladay 1 and 2 • SRK®/T), Interfaces ( EQ Workplace, EQ Mobile, computer-assisted cataract surgery system CALLISTO eye (via USB & FORUM), Data interface for electronic medical record (EMR)/patient management systems (PMS), Holladay IOL, Consultant software and PhacoOptics®, Data export to USB storage media, Ethernet port for network connection and network printer)Operational Environmental conditions: Temperature (+5 to +40) deg Celsius ,Relative Humidity ( 4 to < 90)%, Altitude ( 200 to 3000 ) mtrs, Atmospheric Pressure (500 to 800) mmHg ; Power Supply : 230V ± 6% , 50 Hz ± 1 % ; Power cord with 3 round pin top and 2KVA online UPS. | set
| Fundus camera, Non-mydriatic, Ophthalmic, Automatic: With colour printer (Standardised Brands: Carl Zeiss) | Set
| Slit lamp, Ophthalmic, High-end: Light-source LED; Slit width 0-8mm continuous; Slit length 1-8mm continuous and fixed apertures; Illumination field diameter ø 8/5/3/2/1/0.2mm; Filters: Blue, red-free (green), grey (10%); Microscope, Stereo angle 13°; Overall magnification 6.3x, 10x, 16x, 25x and 40x ;Ocular magnification 12.5 x; Range of adjusting eye pieces +7 to -7 dioptres; Inter pupillary distance 52-78 mm; Operational Environmental conditions: Temperature (+5 to +40) deg celcius ,Relative Humidity ( 4 to < 90)%, Altitude ( 200 to 3000 ) mtrs, Atmospheric Pressure (500 to 800) mmHg ; Power Supply : 230V ± 6% , 50 Hz ± 1 % ; Power cord with 3 round pin top and 2KVA online UPS | Set
| Optical Coherence tomograpgy(OCT), Basic: Fundus (Red free, Angle:45o+/-5%, operating distance: 34.8+/-mm, diameter of pupil:3.3mm min, 4mm normal, scan range:H(3-12mm+/-5%, V(3-9mm +/-5%,), Scan pattern: 3D/linear/cross/radial scan).Fundus Tomogram:Internal/Peripheral/External fixation. Anterior Segment: color &IR, operating distance: 62.6+/-0.1mm, scan range on cornea:(H:3-6mm, V:3-6mm)Scan pattern:Linear & Radial scan, External fixation target..Power Supply: 230V ± 6% , 50 Hz ± 1 % | Set
| Retinoscope streak, Wall mount: Auto on/off bay Rheostat brightness control on handle, Locking collar secures instrument head, Fixed cord handle with working radius of more than 3 mtr/ 10ft Accessories: Two Retinoscope Head and Bulb.Operational Environmental conditions: Temperature (+5 to +40) deg celcius ,Relative Humidity ( 4 to < 90)%, Altitude ( 200 to 3000 ) mtrs, Atmospheric Pressure (500 to 800) mmHg ; Power Supply : 230V ± 6% , 50 Hz ± 1 % ; Power cord with 3 round pin top | Set
| Keratometer, Handheld: Curvature radius 5-13mm (0.01mm increments); Refractive power 25.96 - 67.50D (0.12/0.25D increments); Cylindrical power 0-12D (0.12 0.25D increments); Axis 0-180° (1°/5° increments); Display 3-4inch Colour LCD; Interface USB: 1 port/Wireless LAN; Thermal line printer with easy loading and auto cutter; Rechargeable lithium-ion battery; Accessories: Occluder (2 unitOperational Environmental conditions: Temperature (+5 to +40) deg Celsius ,Relative Humidity ( 4 to < 90)%, Altitude ( 200 to 3000 ) mtrs, Atmospheric Pressure (500 to 800) mmHg (Standardized brand: Righton or equivalent or higher) | Set
| Opthalmic Chair: Full reclining chair. Rotation arm:30o clockwise, 225o counterclockwise from step side. Elevation:by power hydraulic motor, elevation stroke: 250mm, reclining by power hydraulic pump motor, Reclining angle:65o from upright position. Headrest vertical movement:120mm, head rest tilting:20o forward, 110o backward.Standard foot switch control. Allowable load:150kg.Power supply:220-230V, 50/60Hz | Set
| Fibrinotherm: Outer dimensions: 213 mm L x 223 mm W x 75 mm H (8.5 in L x 8.9 in W x 3 in H),Shipping weight: 1.65 kg (4 lbs)Temperature: Target temperature of heating block: 37°C (98.6°F),Tolerance range: ± 2°C (± 3.6°F),Heating power: 100 W, Operation/storage temperature + 10°C – + 40°C of the device: (+ 50°F – +104°F), Electrical requirements: Voltage: 120 VAC Frequency: 50 Hz – 60 Hz, Current: Normal 1 AMP, Surge 1.5 AMP, Fuse: 1.5 AMP/250 V, Power supply: 3-prong grounded outlet, Electrical Classification: Class I according to IEC 60601, Baxter Healthcare | Set
| Fibrinotherm: Outer dimensions: 213 mm L x 223 mm W x 75 mm H (8.5 in L x 8.9 in W x 3 in H),Shipping weight: 1.65 kg (4 lbs)Temperature: Target temperature of heating block: 37°C (98.6°F),Tolerance range: ± 2°C (± 3.6°F),Heating power: 100 W, Operation/storage temperature + 10°C – + 40°C of the device: (+ 50°F – +104°F), Electrical requirements: Voltage: 120 VAC Frequency: 50 Hz – 60 Hz, Current: Normal 1 AMP, Surge 1.5 AMP, Fuse: 1.5 AMP/250 V, Power supply: 3-prong grounded outlet, Electrical Classification: Class I according to IEC 60601, Baxter Healthcare | Set
| Patient Chair, Opthalmic: Motorised with up/down switch. Elevation stroke:150mm,load capacity:150kg, power supply:230V,50Hz | set
| "Phacoemulsification system:OPERATIONAL MODES:System should have following operation modes: Irrigation, Ultrasound, Irrigation/Aspiration (I/A) system,Diathermy and Vitrectomy.ULTRA SOUND SYSTEM: i. Hand Piece type: Piezoelectric, made up of Titanium.ii. Frequency: 25-80 kHz.iii. It should be autoclavable.IRRIGATION/ASPIRATION (I/A)SYSTEM: i. System should have dual pump (Peristaltic and Venturi) user can switch between the two pumps during surgery with Max. Vacuum (peristaltic: 500 mmHg) with 1 mmHg pump increment. ii. Reflux method: Gravity / Pump reversal.iii. Tubing shall be re usable.iv. I/A Hand pieces shall be autoclavable with port diameter of 0.2-0.5 mm.v. Collection container size shall be 1-60 cc.ANTERIOR VITRECTOMY:i. Guillotine type hand piece with variable speed shall be preferred.ii. Hand piece shall be re usable and autoclavable. iii. Control Panel or linear cut rate control by foot pedal.Accessories: Carrying case1.Phaco hand piece – 1no,2. Phaco tips -6 nos,3. Anterior vitrectomy packs including cutters & disposable – 10 nos,4. Cassettes autoclavable – 10 nos.Power supply: 230V ± 6% , 50 Hz ± 1 % with suitable online 2kVA UPS (Standardised Brands: Abbot, Alconor Equivalent or Higher)" | Set
| "Ultrasound inaging system, Advanced:Two Probes with 35 Mhz and /or 50 Mhz Transducer(s),CPU with Multi Frequency Cable,Scan Cap Kit (4-Different Sizes),JPEG Saving Function,Unlimited Recording Capability through video clips Patient and imaged data base,Post Processing Tools (Ruler Caliper Area),Auto Measuring Post Processing Tools,Proprietary Image Enhancing Focus Software,Video Printer Capabilities,USB Video Printer,Print Reports on Standard printer,Photo Print,Sulcus to Sulcus Measuring,Accommodation Dynamics,Mobile Cart,17'' TFT Monitor,Goose Neck Gantry Arm with Probe Holder,Power Supply: 220-230V, 50/60Hz with suitable online 2kVA UPS | Set
| Slit lamp, Advanced:Illumination:Light-source LED for examination (slit and background illumination),Slit width 0 – 14mm continuous,Slit length 1 – 14mm continuous and fixed apertures,Illumination field diameter ø 8/5/3/2/1/0.2mm Slit image rotatability ± 90°,Swiveling of the slit illumination to the microscope axis Horizontal ± 90°, vertical 0 – 20°,Filters Blue, red-free (green), grey (10%) and optional yellow.Microscope: Ocular magnification X12.5,Stereo angle 13° (convergent optics),Range of adjusting eye-pieces +7 to -7 diopters Pupil distance 52 – 78 mm,Magnification changer 6.3×/10×/16×/25×/40× Object field ø in mm 32.0/20.0/12.7/8.0/5.1,Software: Eyesuite imaging, patient Manager, Capture mode,Image viewer, EMR interfaces,Eyesuite script language, DICOM, GDT, Fundus Module.Power supply:220-230V, 50/60Hz with suitable online UPS 2kVA.Accessories: Applanation Tonometer | Set
| Refraction chair unit: with LCD screen and remote control,Operational Environmental conditions: Temperature (+5 to +40) deg celcius ,Relative Humidity ( 4 to < 90), Altitude ( 200 to 3000 ) mtrs, Atmospheric Pressure (500 to 800) mmHg ; Power Supply : 230V ± 6% , 50 Hz ± 1 % ; Power cord with 3 round pin top and suitable UPS.(Standardised Brands: Plantech or equivalent or higher) | Piece
| YAG LASER | Set
| Entropion Clamp, Universal | Piece
| Portable Slit Lamp (Hand held) | Piece
| Bipolar cautery, Wet fielf: High frequency solid state circuitry.Compact in size, elegant look and easy to use.Reusuable forceps, erasers and cables. Foot switch control.Audible indication.Dial for variable power output.Frequency:50/60 Hz,HF output power :10Watts,Power adjustment control :Power adjustment control,Display range :0 – 10,Casing :ABS plastic / M.S powder coated,Activation of HF power:Foot switch,Power Supply : 230V ± 6% , 50 Hz ± 1 % with suitable online UPS of 2kVA,Accessories: Foot switch detachable, Extra handpiece cable(2nos), Bipolar forcep(5nos) | Set
| Slit lamp, Ophthalmic, Low-end: Magnification selection 3 steps by drum rotation; Eye piece 12.5x; Magnification ratio 10x, 16x , 25x; Slit width continuous from 14-0mm; Slit length continuous from 14-1mm; Slit angle 0-180° with horizontal scanning capability; Filters: Blue, Red-free, Amber, UV Cut (normal use), IR Cut (normal use); Illumination LED/halogen lamp; Operational Environmental conditions: Temperature (+5 to +40) deg Celsius ,Relative Humidity ( 4 to < 90)%, Altitude ( 200 to 3000 ) mtrs, Atmospheric Pressure (500 to 800) mmHg ; Power Supply : 230V ± 6% , 50 Hz ± 1 % ; Power cord with 3 round pin top (Standardized Brands: Haag-streit and Topcon Corporation or equivalent or higher)" | Set
| Retinoscope Streak, Wall Mount, 3.5V | Piece
| Trial Frame, Adult | Piece
| Trial Frame, Pedriatric | Piece
| Freer Periosteal Twin Elevator, Double Ended | Piece
| Meyerhoefer Chalazion Curette 2.5mm Cup | Piece
| Slit Lamp: Haag Streight Slit Lamp, Power supply 220-240v, 50Hz. | Piece
| Slit Lamp: Topcon SL D2, Voltage 100-120 / 200-240, Power 160VA, | Piece
| LASER Saftety Glasses | Piece
| OCT Machine, Power supply 220-240v, 50Hz. | Set
| Pedriatric Trial Frame | Piece
| Green Diode LASER For Photocoagulation, Power supply 220-240v, 50Hz. | Set
| Automated Humphrey Perimeter | Set
| Mainster Focal / Grid Retina Argon / Diode Laser Lens | Piece
| Lameller Flow Hood | Piece
| Vitrectomy Machine, Power supply 220-240v, 50Hz. | Set
| Laser system, Glaucoma | set
| Vitrectomy irrigation lens, plano concave | Piece
| I Care Tonometer | Piece
| Laser system, Multi-purpose: For retinal photocoagulation, secondary cataract treatment and laser glaucoma therapies; | set
| Hertal Exophthalmometer | Piece
| Oaiy Abraham Capsulotomy Yag Leser Lens | Piece
| VOLK Pan Retinal 2.2 Laser Lens (AE031590) | Piece
| Oaiy Abraham Iridectomy Yag Leser Lens | Piece
| Ellman Cautery Radiofrency with Electroepilation Tips | Piece
| Vitrectomy irrigation lens, plano convex | Piece
| VOLK Super Quad 160 Fundus Laser Lens | Piece
| Ophthalmoscope, Laser, Indirect | set
| Recgargeable battery 3.5Volts Catalog No.72200 made in Japan WELCH ALLYN | Piece
| Ultrasound imaging system, Ophthalmic, Tabletop | set
| Ophthalmic trail set Non-illuminated, Standard | Set
| Pachymeter, Optical, Handheld: Accuracy: ±5µ; Probe dimensions: 2.5mm dia.; Probe sampling: 65MHz; Resolution: ±1µ; Measurement range: 300-999µ; Power source: 3.6 V Lithium battery (Standardised Brands: Sonomed) | Set
| Retinal camera, Digital | set
| Fundus camera, Ophthalmic: With florescence angiography; Imaging modes: True colour (with Red, Green and Blue channel split), Auto-fluorescence-Green, Auto-fluorescence-Blue, Infrared reflectance, External eye image (ocular surface) Stere; Field of view: 133-280°; Resolution 7.3µm; Pupil diameter 2.5mm (minimum); Working distance 25 mm; Compensation for ametropia - 24D to + 20D continuous; Computer with monitor (22”, LCD with LED backlight and capacitive, multi-touch screen) with processor intel Pentium VI and above; Memory 8GB (minimum); Operating system windows 10 and above; and above or equivalent; hard drive minimum 1TB; and Colour printer; Power supply 220-240V, 50Hz; Power cord with 3 round pin top (Standardised Brands: Carl Zeiss) | Set
| Ophthalmoscope, Binocular, Indirect: IPD range 48-75mm, Integrated UV/IR filter, Xenon-halogen lamp illumination, Teaching mirrors, Rechargeable battery (Standardised Brands: ITO and Welch Allyn) | Set
| Retinoscope streak: with rechargeable desktop charger of 3.5V. Accessories: Halogen Bulb, carrying case | Set
| Ultrasound imaging system, Ophthalmic, Basic: Imaging system: A mode and B mode; With A and B probes. Operational Environmental conditions: Temperature (+5 to +40) deg celcius ,Relative Humidity ( 4 to < 90)%, Altitude ( 200 to 3000 ) mtrs, Atmospheric Pressure (500 to 800) mmHg ; Power Supply : 230V ± 6% , 50 Hz ± 1 % ; Power cord with 3 round pin top and 2KVA online UPS.Accessories: Digital Printer with Thermal paper (Standardised Brands: Sonomed or equivalent or higher) | Set
| Optical coherence tomography (OCT) system, Retinal: OCT Angiography; Smart HD scan patterns; En face reports; Retinal tracking system; Advanced RPE analysis; Macular thickness and change analysis; Macular thickness normative data; Glaucoma Analysis with normative data; Ganglion cell analysis; PanoMap analysis; Guided progression analysis for ONH/RNFL; GPA for ganglion cell analysis; Angle/cornea imaging Chamber view; HD angle; Angle-to-angle wide scan; HD cornea; Angle visualization; Central corneal thickness; Fundus imaging technology line scanning ophthalmoscope live OCT fundus; 5.0 megapixel CCD camera; Colour imaging; Fundus auto fluorescence, standard 2; Fluorescein angiography; ICG Angiography, standard 2; OCT scanning speed: 27,000-68,0003 A-scan/sec; OCT Axial resolution (in tissue) 5µm; Min. pupil diameter 2mm (OCT), 3.3mm (fundus camera); Fundus image field of view 36 x 30°; 30° (small pupil mode); Online UPS; Colour printer with printing papers; Power supply 220-240V, 50Hz; Power cord with 3 round pin top (Standardised Brands: Carl Zeiss) | Set
| Ophthalmoscope, Direct with rechargeable battery charger | Set
| Ultrasound imaging system, Ophthalmic, Portable: Imaging system: A mode and B mode; With A and B probes. Operational Environmental conditions: Temperature (+5 to +40) deg Celsius ,Relative Humidity ( 4 to < 90)%, Altitude ( 200 to 3000 ) mtrs, Atmospheric Pressure (500 to 800) mmHg ; Power Supply : 230V ± 6% , 50 Hz ± 1 % ; Power cord with 3 round pin top and 2KVA online UPS Accessories: Digital Printer with Thermal paper (Standardized Brands: Sonomed or equivalent or higher) | Set
| Operating microscope, Ophthalmic, Bench-top | Set
| Lensmeter, Ophthalmic, Automated: Display(touch screen) TFT COLOR LCD Monitor, Lens holder lever, Nosepiece Prop, Read button, Lens table lever,Printer, Indication step: 0.01, 0.06, 0.12 or 0.25 (D), CYL mode: +/-(MIX), + or -, Prism mode: OFF,X-Y or P-B, Prism concentric circle. SPH POWER:SP : Sphere power,CY : Cylinder power AX : Astigmatism axis, Prism power: PX & PY : Horizontal prism and Vertical prism, PR & PB : Absolute prism and prism angle, Addition power A1 : Bifocal addition, A2 : Trifocal addition, PD value, Progressive mode. With nose-piece for contact lens (1 each), Operational Environmental conditions: Temperature (+5 to +40) deg celcius ,Relative Humidity ( 4 to < 90)%, Altitude ( 200 to 3000 ) mtrs, Atmospheric Pressure (500 to 800) mmHg ; Power Supply : 230V ± 6% , 50 Hz ; Power cord with 3 round pin top | Set
| Fundus Camera, Non-mydriatic, Automatic, Basic: Design Principle: Reflective imaging using white light, Field of View:[H(45o-60o), V(40o-45o)], Focusing range: +/-35D, 3-5MP Display.Corneal imaging, color, red-free images with colour Printer. Standardized Brands: Carl Zeiss or Equivalent or Higher | Set
| Surgical loupe, Binocular 6.0X with adjustable IPD and spectacle mounted | Set
| Keeler Trial Frame (Pediatric) | Piece
| LASER Eye Safety Filter | Piece
| Paediatric opthalmoscope with alkaline battery | Piece
| Eye Bank Kerato analyser Model No. EKA - 04 | Set
| Clinical Specular Microscopy Non Robo - NSD 9900 | Set
| Retinal Camera: with motorised stand for Retinopathy of Prematurity:Resolution:2048x2048 pixels, 24 bit color, FOV:120o, mimimum pupil diameter: 4mm,Adjustment: intensity, gain, balance, brightness, contrst, Gamma and Focus.Data connectivity, USB3.0;DICOM export and PACS support. Data formats JPEG, MPEG4/1; Memory Micro SDHC card; Compatible with MS window 10 OS (64bit) Power supply 230V ± 6% , 50 Hz ± 1 %; Power cord with 3 round pin top . | Set
| Phacoemulsification system:OPERATIONAL MODES:System should have following operation modes: Irrigation, Ultrasound, Irrigation/Aspiration (I/A) system,Diathermy and Vitrectomy.ULTRA SOUND SYSTEM:i. Hand Piece type: Piezoelectric, made up of Titanium.ii. Frequency: 25-80 kHz.iii. It should be autoclavable.IRRIGATION/ASPIRATION (I/A)SYSTEM:i. System should have dual pump (Peristaltic and Venturi) user can switch between the two pumps during surgery with Max. Vacuum (peristaltic: 500 mmHg) with 1 mmHg pump increment. ii. Reflux method: Gravity / Pump reversal.iii. Tubing shall be re usable.iv. I/A Hand pieces shall be autoclavable with port diameter of 0.2-0.5 mm.v. Collection container size shall be 1-60 cc.ANTERIOR VITRECTOMY:i. Guillotine type hand piece with variable speed shall be preferred.ii. Hand piece shall be re usable and autoclavable. iii. Control Panel or linear cut rate control by foot pedal.Accessories: Carrying case 1.Phaco hand piece – 1no,2. Phaco tips -6 nos,3. Anterior vitrectomy packs including cutters & disposable – 10 nos,4. Cassettes autoclavable – 10 nos.Power supply: 230V ± 6% , 50 Hz ± 1 % with suitable online 2kVA UPS.(Standardised Brands: Abbot, Alconor Equivalent or Higher) | Set
| Ophthalmoscope, Laser, Indirect: Illumination intensity 3500 Lux ±500* Illumination patch sizes 20/40/60 mm ±10%,Interpupillary adjustment 48 to 76 mm power supply: 230V ± 6% , 50 Hz ± 1 % . single supply & battery powered. Accessories: Carry case | Set
| Ophthalmic trail set Non-illuminated, Thin rim metal, Diameter 38mm | Set
| Fundus Camera, Non-mydriatic, Automatic, Standard:Anterior segment.Built in CCD camera, FOV:45o, pupil diameter 3-4mm, diopter compensation without corrective lenses:-13D to+12D, with negative corrective lenses: -12D to 33D, positive corrective lenses: +9D to +40D, Monitor: LCD display 5-7inch, data storage, JPEG,TIFF, interface: USB 2.0.Power Supply: 230V ± 6% , 50 Hz ± 1 % | Set
| Lensmeter, Automated:Spectrometer measurement rangne: 365 to 480nm.Sphere Power:(SPH) -25 ~ ±25D (0.01/0.12/0.25D Steps),Cylinder Power:(CYL) 0 ~ ±10D (0.01/0.12/0.25D Steps),Axis (AX) 0~180° (1° Steps),ADD 0 ~ ±10D (0.01/0.12/0.25D Steps),Prism 0 ~ 7 ∆,Cylinder Mode -, +, MIX,Prism Mode Rectangular / Polar, Interpupillary Distance (PD) 0 ~ 90mm (0.5mm Steps),Interface RS-232C / USB.Display 5.7” Touch-Screen (640 x 480px resolution),Printer Internal Printer - 58mm Power Supply: 230V ± 6% , 50 Hz ± 1 % ,Accessories:Nose piece for conatct lens.(Standardised Brands: Xinyuan, Grand Nippon or Equivalent or Higher) | Set
| Retinoscope streak,Wall mount:LED light source. interchangeable to plane mirror and concave mirror mode by sleeve movement, external focusing sleeve which is easy to grip. Should have crossed-linear polarizing filter. Should allow one-hand operation for streak focus. Available with 360º streak rotation. Should have 100% dust proof housing and multi-coated optics.Auto on/off bay. Rheostat brightness control on handle,Locking collar.Power supply: 220-230V, 50/60Hz, single phase & battery operated.Accessories: Rechargeable battery with charger, bulb(2nos) & wall station | Set
| Digital Vision Chart: LCD 22 inch, Wall mount, Remote controlled, 3 meters, Display Resolution 250+/-30cd/m2 | Piece
| Optical biometry with printer | Set
| Phaco machine Compact Intuitive System | Set
| Retinoscope streak | Set
| Phacoemulsification system (Standardised Brands: Abbot, Alcon) | Set
| Pachymeter, Optical, Handheld:Accuracy: +/- 5 Microns,Probe Dimensions: 1.5-2.5mm diameter,Probe Sampling: 65 MHz,Resolution: +/- 1 Micron,Measurement Range: 200-2000 Microns,Power Source: Battery powered, (Standardised Brands: Sonomed or equivalent or Higher) | Set
| Phacoemulsification system:OPERATIONAL MODES:System should have following operation modes: Irrigation, Ultrasound, Irrigation/Aspiration (I/A) system,Diathermy and Vitrectomy.ULTRA SOUND SYSTEM:i. Hand Piece type: Piezoelectric, made up of Titanium.ii. Frequency: 25-80 kHz.iii. It should be autoclavable.IRRIGATION/ASPIRATION (I/A)SYSTEM:i. System should have dual pump (Peristaltic and Venturi) user can switch between the two pumps during surgery with Max. Vacuum (peristaltic: 500 mmHg) with 1 mmHg pump increment. ii. Reflux method: Gravity / Pump reversal.iii. Tubing shall be re usable.iv. I/A Hand pieces shall be autoclavable with port diameter of 0.2-0.5 mm.v. Collection container size shall be 1-60 cc.ANTERIOR VITRECTOMY:i. Guillotine type hand piece with variable speed shall be preferred.ii. Hand piece shall be re usable and autoclavable. iii. Control Panel or linear cut rate control by foot pedal.Accessories: Carrying case 1.Phaco hand piece – 1no,2. Phaco tips -6 nos,3. Anterior vitrectomy packs including cutters & disposable – 10 nos,4. Cassettes autoclavable – 10 nos.Power supply: 230V ± 6% , 50 Hz ± 1 % with suitable online 2kVA UPS.(Standardised Brands: Abbot, Alconor Equivalent or Higher) | Set
| Slit lamp, Ophthalmic, Standard: Light-source LED; Slit width 0-14mm continuous; Slit length 1-14mm continuous; Illumination field diameter ø 8/5/3/2/1/0.2mm; Filters: Blue, red-free (green), grey (10%); Microscope, Stereo angle 13°; Overall magnification 6.3x, 10x, 16x, 25x and 40x ;Ocular magnification 12.5 x; Range of adjusting eye pieces +7 to -7 dioptres; Inter pupillary distance 52-78 mm; Accessories: Applanation tonometer.Power supply:220-230V, 50/60Hz with suitable online UPS 2kVA(Standardised Brands: Haag-streit and Topcon Corporation or Equivalent or Higher) | Set
| Operating microscope, Ophthalmic, Bench-top(Portable): Viewing System: Binocular stereoscopic, convergent,angle 10° for viewing comfort.Image erection by high resolution prism system. Eyepieces:Tube inclination 45°,High field number 22 for wide field,of view.High eye relief 24.6mm and,reversible eye cups for ease of use by spectacle wearers. Magnification Zoom, 4.2x to 25x continuous.Field of View 53mm to 9mm depending on magnification.Working/focal Distance 170mm from Aux Objective lens. Refractive Error Correction:±5D anisometropia,Pupillary Distance: 50mm to 76mm, eyepiece tubes locked for ease of adjustment.Focusing Fine focus range ±25mm.Mould Protection:Anti-fungus pellets With color filter. MOUNTING SYSTEM:Arm:Elbow and angle-poise movement in horizontal and vertical directions.Variable friction locks.Arm Extension: Vertical pillar to head optical axis,Max. 940mm Head Tilt :+5° to –45°,Vertical Tension: Adjustable gas spring to set lifting force.Table Mounting: Left or right side of table with clamp. Power supply : Battery Operated as well as Single phase, 220-230V, 50/60Hz,with Over voltage, over current and short circuit protection. Accessories: Carrying case,and Battery | Set
| TNO test equipment | Set
| Operating Microscope ( CL-995D) The main scope adopts the technology of 5-step, 3.5,5.4,8.5,13.5,21X, optical routeway and motorized zooming. The Image is clear, good stereoscopic sense and wide view field. The working distance is 200mm. Bi-oculars microscope has the angel between the main and bi-oculars is 90° | Set
| AB Scan, Power supply 220-240v, 50Hz. | Set
| Iridex ARGON Red LASER | Set
| Near Vision Eye Testing Drum Power supply 220-240v, 50Hz. Power cord with round 3 pin plug top | Piece
| Fundus camera, Ophthalmic, Portable: Sensor resolution 5MP and above; Field of view 40° and above; Capture mode: colour, red-free, Refocus range -20D to + 20D; Fixation 9 x LED internal; Minimum pupil size 2.5mm; Display 3.0-4.0”, TFT-LCD; Data connectivity, USB; Data formats JPEG, MPEG4/1; Memory Micro SDHC card; Battery rechargeable Li-Ion 3.7 V, 1950 mAh with carry bag; Operational Environmental conditions: Temperature (+5 to +40) deg Celsius ,Relative Humidity ( 4 to < 90)%, Altitude ( 200 to 3000 ) mtrs, Atmospheric Pressure (500 to 800) mmHg ; Power Supply : 230V ± 6% , 50 Hz ± 1 % ; Power cord with 3 round pin top.(Standardised brand: Carl Zeiss or equivalent or higher) | Set
| Bipolar Cautery, Power supply 220-240v, 50Hz. Power cord with round 3 pin plug top | Piece
| Ophthalmoscope Direct - 3.5V Coaxial 11720 | Piece
| Retinoscope - Streak - 18240 | Piece
| Indirect Ophthalmoscope - 12500 | Piece
| Tonometer - Schiotz | Piece
| Tonopen Reichert | Piece
| Perkins Tonometer | Piece
| Operating Microscope - portable - OPMI - 1 -FR, Power supply 220-240v, 50Hz. | Set
| SnellenTrail Set Non Illuminated, Power supply 220-240v, 50Hz.Power cord with round 3 pin top. | Piece
Glaucoma | Tonometer, Applanation (Standardised brand: Haag- streit) | Set
| Tonometer, Applanation: Range of Measurement 0-80 mmHg,Movement of Light Circle 1.53 x 2 = 3.06mm,Prism Diameter 7mm,Prism Range of Movement 3mm Compatible with exisiting Slit Lamp.Operating Condition: Capable of operating continuously in ambient temperature of 5 to 40 deg C and relative humidity of 15 to 80% in ideal circumstances.Accessories:Calibration Bar, Prism, Tonometer Mount base to fix with optics.(Standardised Brands: Haag-streit or Equivalent or Higher) | Set
| Accessories (Glaucoma) | Section header
| Tonopen | Set
| Goniolens lens, 4 mirrors | set
| Selective laser trabeculoplasty (SLT) lens, Volk | set
| Glaucoma drainage device, Implantable | set
| Tonometer, Perkins (Standardised Brands: Clement Clarke) | Set
| Eye anterior segment analyser: Chamber view: 15.5 x 5.8mm (max.); (Anterior chamber depth, Angle to angle distance, Lens vault, Chamber area, Corneal thickness, Angle and Calliper tools); Wide angle to angle 15.5 x 2.9mm (Angle opening distance (AOD500/750); Trabecular iris space area (TISA 500/750); Scleral spur angle, Angle and Calliper tools); HD Cornea 9x2mm (Residual stromal thickness, Calliper tool); HD Angle 6x2.9mm (Angle opening distance (AOD500/750), Trabecular iris space area (TISA 500/750), Scleral spur angle, Angle and calliper tools); Pachymetry map 9mm diameter (Sector thickness values, Minimum thickness); Computer Operating system/processor Windows 10 and above, i7 processor; Memory 16GB; Hard drive/internal storage 2TB with colour printer; Power supply 220-240V, 50Hz; Power cord with 3 round pin top | Set
| Tonometer, Battery operated(Standardised Brands: I-care) | Set
| Perimeter, Automated: Max. temporal range 90°; Stimulus duration 200ms; Visual field testing distance 30cm; Background illumination 31.5ASB; Threshold test library: 24-2, 30-2, 10-2, Macula, 60-4, Nasal step; Threshold test strategy: SITA Standard, SITA Fast and SITA Faster, Full Threshold, FastPac, SITA-SWAP; Supra threshold test library: C40, C76, C80, C64, C-Armaly, Peripheral test patterns; Supra-threshold test modes: Age corrected, Threshold related, Single intensity Specialty test library; Binocular; superior 36, 64; Kinetic testing: Custom Kinetic testing, custom Static testing; Operator interface: Touch-screen CRT with keyboard; Fixation control: Heijl Krakau blind spot monitor; Video eye monitor, Gaze tracking, Head tracking , Vertex monitoring; Stimulus: White-on-white, Red- or blue-on-white; Blue-on-yellow (SITA SWAP); General Testing Features: Stimulus sizes: Goldmann I-V; Foveal threshold testing, Automatic pupil measurement, Liquid trial lens, RelEYE eye review; With software; Power supply 220-240V, 50Hz; Power cord with 3 round pin top (Standard Brands: Carl Zeiss) | Set
ILM Forceps | Eckardt End-Gripping Forceps - 1286 - I | Piece
ILM Procedures | Soft Tipped Canula With Leur Lock Connector - 1272 - DS23, 23G/0 | Piece
| Kerrison Rongeur 2.00mm | Piece
| Spaide Soft Tipped Diamond Dusted Canula For Trimcinolone Removal - 1272 - SDT23, 23G/0 | Piece
| Diamond Dusted Sweeper - 1290 - DSS06, 23G/0 | Piece
| Kerrison Rongeur 2.50mm | Piece
| Kerrison Rongeur 1.50mm | Piece
| Retinal Magnetic Forceps, 23G/0 | Piece
| Kerrison Rongeur 3.00mm | Piece
Instruments | Jaw forceps, Serrated 23G/0.6 mm | Piece
| Bone nibbling ronguer, Kerrison 3.0mm | Piece
| End-gripping forceps, Eckardt 23G | Piece
| Corneal forceps, Lims | Piece
| Prism lens 20° for posterior periphery | Piece
| Prism lens 30° for posterior periphery beyond the equator | Piece
| Utrata Capsulorhexsis forceps | Piece
| Metallic retractor | Piece
| Sweeper, Diamond dusted 23G/0.66mm | Piece
| Retinal detachment hook, Gass, 3mm flattened with 1.5mm oval hole at tip | Piece
| Skin hooks, Single-double prong | Piece
| Lacrimal intubation set, Catalano, SS, Malleable probes with silicone tubing | Piece
| Oculoplasty and orbit | piece
| Implant introducer 20mm | Piece
| Reading magnifier, Handheld | Piece
| Entropion clamp, Universal | Piece
| Bone gauge, West | Piece
| Stand magnifier, Illuminated 2.8X | Piece
| Reading magnifier, Aplanatic 4.0X | Piece
Vitreo-retina
Low vision
Cornea and eye bank
| Lens manipulator, Sinskey | Piece
| Scissor, Vertical 23G/0.6mm | Piece
| Reading magnifier, Aplanatic 2.7X | Piece
General
| Kimura Spatula | Piece
| Meyerhoefer Chalazion Curette 2.0mm Cup | Piece
| Corneal punch, Hessburg Barron, Vacuum 8.50mm | Piece
| Pocket magnifier, Illuminated 10X | Piece
| Corneal trephine, Hesshurg Barron, Vacuum 6.00mm | Piece
| Scleral fixation ring, Flieringa 18mm | Piece
| Corneal trephine, Hesshurg Barron, Vacuum 8.50mm | Piece
| Corneal trephine, Hesshurg Barron, Vacuum 7.50mm | Piece
| Corneal trephine, Hesshurg Barron, Vacuum 9.00mm | Piece
| Corneal punch, Hessburg Barron, Vacuum 7.50mm | Piece
| Strabismus scissor, Knapp | Piece
| Tying forceps, Jaffe, Straight | Piece
| Scissor, Vannas, Straight | Piece
| Needle holder, Castroviejo with lock | Piece
| Scissor, Westcott, Blunt tips | Piece
| Lid retractor, Desmarres 7.5mm wide, Infant | Piece
| Jaw forceps, Serrated 20G | Piece
| Forceps, Straight tying, Titanium | Piece
| Blade, braker and holder | Piece
| Noves bino 2.5X | Piece
| Fixation forceps, Elschnig | Piece
| Eye speculum, Sayer, Solid blade, Child | Piece
| Corneal forceps, Mcpherson | Piece
| Conjunctival suture forceps, Moorfield | Piece
| Chalazion curette, Meyerhoefer 2.5mm cup | Piece
| Irrigating and aspirating cannula, Simcoe SS | Piece
| Chalazion curette, Meyerhoefer 2.0mm cup | Piece
| Jameson Strabismus Hook | Piece
| Maumenee-Park eye speculum | Piece
| Cottle elevator | Piece
| Alfonso Eye Speculum | Piece
| Thudicum Nasal Speculum - Infant, | Piece
| Clark Eye Speclum - Adult size | Piece
| Thudicum Nasal Speculum - Adult | Piece
| Thudicum Nasal Speculum - Child | Piece
| Clark Eye Speclum - Child size | Piece
| Killner Retractor for Occuloplasty | Piece
| Tooks Corneal Knife | Piece
| Desmarres Lid Retractor Infant - 7.5mm Wide | Piece
| Dastoor Iris Retractor | Piece
| Jaeger - Lid Plate | Piece
| Barraquer Eye Speculum (heavy) - Child | Piece
| Barraquer Eye Speculum (heavy) - Adult | Piece
| Knapp Lacrimal Sac Retractor | Piece
| Stallard Ptosis Plate | Piece
| Castro viejo needle holder with Lock | Piece
| Metallic Retractor | Piece
| Gills Welsh Vannas 11mm Angled Blade | Piece
| Bonn Iris Scissor | Piece
| Diefenbach Serrefine Clamps | Piece
| Hartman Haemostatic Mosquito Forceps - Straight | Piece
| Westcott Tenotomy Scissor Blunt Tips | Piece
| Vannas Scissor Straight | Piece
| Schaedel - Towel Clips | Piece
| Titanium Forceps Straight Tooth | Piece
| Malleable retractors sizes - 6X200mm, | Piece
| Westcott scissors - Blunt Tips | Piece
| Stainless Steel Sterilizing Case - 210x125x20mm | Piece
| Castroviejo CorneoScleral Punch 1.5mm | Piece
| Drews Irrigating Vectis | Piece
| Stainless Steel Sterilizing Case - 330x220x20mm | Piece
| Lacrimal Cannula 25 Guage 1/2 Curved, SS | Piece
| Titanium Forceps Straight Tying | Piece
| Paufique forceps | Piece
| Barrquer Blade Braker & Holder | Piece
| Jewellers forceps | Piece
| Dastoor Spatula for Pupil & Iris Repositor | Piece
| Sinskey Lens Manipulator | Piece
| Bowman Lacrimal Probe Cylinder Stainless Steel, 3 & 4 | Piece
| Bowman Lacrimal Probe Cylinder Stainless Steel, 1 & 2, | Piece
| West Bone Gauge | Piece
| Bowman Lacrimal Probe Cylinder Stainless Steel, 00 & 0 | Piece
| Catalano Lacrimal Intubation Set, Stainless Steel Malleable Probes With Silicone Tubing | Piece
| Kerrison Bone Nibbling Ronguer | Piece
| Castroveijo Caliper Straight | Piece
| West Bone Gauge | Piece
| Flexible Ruler with Inches & mm Marking, Stainless Steel | Piece
| Graefee Fixation Forceps-0.12mm | Piece
| Nettle Ship Punctum Dilator | Piece
| Corneal Transplant Trephine | Piece
| West Bone Chisel | Piece
| Nasal speculum, Thudicum, Adult | Piece
| Lambert Chalazion Forcep -10mm, | Piece
| Kuglen Hook [Iris Hook & Lens Manipulator - Push & Pull Model] | Piece
| Snellen Entropion Clamp - Left | Piece
| Watzke Sleeve Spreading Forceps | Piece
| Lambert Chalazion Forcep -15mm | Piece
| Barraquer Cilia Forceps | Piece
| Snellen Entropion Clamp - Right | Piece
| Malleable retractors sizes - 10X200mm, | Piece
| Malleable retractors sizes - 12X200mm | Piece
| Malleable retractors sizes - 8X200mm, | Piece
| Illuminated Stand Magnifiers - 2.8X, | Piece
| Jackson Cross Cylinder 0.50D & 1.00D | Piece
| Cage & Jar (Moist Chamber For Enucleated Eye Storage) | Piece
| Implant Introducer - 16mm | Piece
| Illuminated Stand Magnifiers - 3.0X, | Piece
| Lens Bar | Piece
| Corneal Burrs Battery Operated | Piece
| Implant Introducer - 18mm | Piece
| Aspheric Reading Magnifiers - 5.0X, | Piece
| End-Gripping Forceps - 1286 - B, 20G | Piece
| Aplanatic Reading Magnifiers - 2.9X, | Piece
| Aspheric Reading Magnifiers - 3.5X, | Piece
| Aplanatic Reading Magnifiers - 2.7X, | Piece
| Aplanatic Reading Magnifiers - 2.4X, | Piece
| Illuminated Pocket magnifiers - 7X | Piece
| Noves Bino - 2.5X | Piece
| Sinsky hook, Reverse | piece
| Speculum, Liberman, Adult | piece
| Speculum, Liberman, Child | piece
| Speculum, Wire with self-lock | piece
| Speculum, Barraquer, Wire | piece
| Capsulotension ring (CTR) | piece
| Malyugin ring, Polypropylene | piece
| Prismatic bino comfort 1X | Piece
| Needle, Backflush with soft tip cannula 25G | Piece
| Cannula, Diamond duster, Spaide, Soft tipped for triamcinolone removal 23G/0 | Piece
| Colorado needle, Microdissection for cautery system | piece
| Jaw Forceps, Serrated 23G | piece
| Noves Bino - 1.5X, | Piece
| Noves Bino - 1X, | Piece
| Backflush with blunt needle and active aspiration 20G/0.6mm | piece
| Cannula, Diamond duster, Spaide, Soft-tipped for triamcinolone removal 23G/0.6mm | piece
| Cannula, Diamond duster, Spaide, Soft-tipped for triamcinolone removal 25G/0.6mm | piece
| Cannula, Diamond duster, Spaide, Soft-tipped for triamcinolone removal 20G/0.6mm | piece
| End-gripping forceps 25G | piece
| End-gripping forceps, Eckardt 25G | piece
| Needle, Backflush with soft tip cannula 23G | piece
| Peeling forceps, Internal limiting membrane 23G | piece
| Peeling forceps, Internal limiting membrane 25G | piece
| Scissors, Straight 20G | piece
| Scissors, Straight 23G/0.6mm | piece
| Scissors, Straight 25G/0.6mm | piece
| Scissors, Vertical 20G | piece
| Scissors, Vertical 2G/0.6mm5 | piece
| Framatome 20G for dropped lens removal | piece
| Ophthalmic knife, MICS Diamond, Trapezoid, Angled 1.8/2.2mm | piece
| Needle, Backflush 23G | Piece
| Jaw forceps, Serrated 25G | piece
| Pterygium drill burr, Diamond | piece
| Pocket magnifier, Illuminated 8X | piece
| Backflush with blunt needle and active aspiration 25G/0.6mm | piece
| Prism lens 20° for posterior periphery | piece
| Scissors, Vertical 23G/0.6mm | piece
| Framatome 23G for dropped lens removal | piece
| Cannula, Soft tipped with leur lock connector 25G | piece
| IOL hook, Alio-kelmanIol | piece
| Scissors, Alio MICS 23G | piece
| Lacrimal sac retractor, Lang | Piece
| Forceps, Alio MICS, Capsulorrhexis 23G | piece
| Forceps, Giannetti MICS, Capsulorrhexis | piece
| Ernest micronucleus cracker | piece
| IOL, Anterior chamber, Single piece, Length 13mm, +21.00D | piece
| IOL, Anterior chamber, Single piece, Length 13mm, +22.00D | piece
| IOL, Scleral fixated 15D | piece
| IOL, Anterior chamber, Single piece, Length 13mm, +23.00D | piece
| IOL, Anterior chamber, Single piece, Length 13mm, +24.00D | piece
| IOL, Anterior chamber, Single piece, Length 13mm, +25.00D | piece
| IOL, Posterior chamber, Single piece, Length 13mm, +5.00D | piece
| IOL, Posterior chamber, Single piece, Length 13mm, +6.00D | piece
| IOL, Posterior chamber, Single piece, Length 13mm, +8.00D | piece
| IOL, Posterior chamber, Single piece, Length 13mm, +7.00D | piece
| IOL, Posterior chamber, Single piece, Length 13mm, +9.00D | piece
| Skin hooks- single and double prong | Piece
| End-gripping forceps, Eckardt 27G | Piece
| Scleral fixation ring, Flieringa 14mm | Piece
| Hesshurg Barron Vacuum corneal trephine - 8.00mm | Piece
| Hesshurg Barron Vacuum corneal trephine - 9.00mm | Piece
| Loose Prisms | Piece
| Flieringa Scleral Fixation Ring - 14mm, | Piece
| Sauer Eye Speculum Solid Blades - Infant size | Piece
| Graefe Muscle Hook | Piece
| Sauer Eye Speculum Solid Blades - Child size | Piece
| Hesshurg Barron Vacuum corneal Punch - 9.00mm | Piece
| Hesshurg Barron Vacuum corneal Punch - 8.50mm | Piece
| Skin hooks, Double prong | Piece
| Allis Tissue Forceps | Piece
| Hesshurg Barron Vacuum corneal trephine - 7.50mm | Piece
| Gass Retinal Detachment Hook - 13mm Flattened with 1.5mm Oval Hole at Tip | Piece
| Hesshurg Barron Vacuum corneal trephine - 6.50mm | Piece
| Hesshurg Barron Vacuum corneal Punch - 7.00mm | Piece
| Hesshurg Barron Vacuum corneal Punch - 6.00mm | Piece
| Flieringa Scleral Fixation Ring - 12mm, | Piece
| Indo Gem Retinal Detachment Hook with 2mm Bulbos Tip with Groove Suture | Piece
| Flieringa Scleral Fixation Ring - 16mm, | Piece
| Kirby Lens Loop & Expressor | Piece
| Hesshurg Barron Vacuum corneal trephine - 8.50mm | Piece
| Hesshurg Barron Vacuum corneal Punch - 6.50mm | Piece
| Hesshurg Barron Vacuum corneal Punch - 9.5 mm | Piece
| Hesshurg Barron Vacuum corneal Punch - 7.50mm | Piece
| Flieringa Scleral Fixation Ring - 18mm | Piece
| Hesshurg Barron Vacuum corneal trephine - 6mm | Piece
| Hesshurg Barron Vacuum corneal Punch - 8.00mm | Piece
| Dastoor Superior Rectus Forceps | Piece
| Mcpherson Tying Forceps - Curved | Piece
| Lims Corneal Forceps | Piece
| Utrta Capsulorexhis forceps | Piece
| Elschnig Fixation Forceps | Piece
| Moorfield Conjunctival Suture Forceps | Piece
| Jaffe Tying Forceps - Straight, | Piece
| Knapp Strabismus Scissor | Piece
| Castroviejo Needle Holder Without Lock | Piece
| Hartman Haemostatic Mosquito Forceps - Curved | Piece
| Kalt Needle Holder Straight | Piece
| Mcpherson Needle Holder Micro Straight 11mm Jaws | Piece
| Scleral Depressor | Piece
| Simcoe Irrigating & Aspirating Cannula, SS | Piece
| Westcott scissors - Sharp Tip | Piece
| Titanium Needle Holder Barquer Straight | Piece
| Stevens scissors - Curved | Piece
| Skin hooks - double prong | Piece
| Stand Magnifiers and Reading Magnifiers | Piece
| Hgher Additions (Prismatic Bino Comfort) - 1.5X, | Piece
| Prism Bar- Horizontal + Vertical | Piece
| Hgher Additions (Prismatic Bino Comfort) - 2X, | Piece
| Stainless Stell Corneal Schields | Piece
| Hgher Additions (Prismatic Bino Comfort) - 2.5X | Piece
| Ball Implant Introducer | Piece
| Illuminated Stand Magnifiers - 12.5X | Piece
| Illuminated Stand Magnifiers - 10.0X | Piece
| Illuminated Stand Magnifiers - 4.0X, | Piece
| Hgher Additions (Prismatic Bino Comfort) - 1X, | Piece
| Hgher Additions (Prismatic Bino Comfort) - 1.25X, | Piece
| Illuminated Stand Magnifiers - 5.0, | Piece
| Illuminated Stand Magnifiers - 6.0X, | Piece
| Ball Implant Sizer | Piece
| Colorado tips for the cautery machine | Piece
| Sayer retractors | Piece
| Illuminated Pocket magnifiers - 12.5X | Piece
| Aplanatic Reading Magnifiers - 4.5X | Piece
| Illuminated Pocket magnifiers - 3.5X, | Piece
| Serrated Jaw Forceps - 1286 - C, 20G | Piece
| Aspheric Reading Magnifiers - 3.0X, | Piece
| Illuminated Pocket magnifiers - 3X, | Piece
| Aspheric Reading Magnifiers - 6.0X | Piece
| Hand Held Magnifyer And Reading Magnifiers | Piece
| Aspheric Reading Magnifiers - 2.8X, | Piece
| Illuminated Pocket magnifiers - 4X, | Piece
| Noves Bino - 1.25X, | Piece
| Aplanatic Reading Magnifiers - 3.8X, | Piece
| Aspheric Reading Magnifiers - 4.0X, | Piece
| Illuminated Pocket magnifiers - 10X, | Piece
| Illuminated Pocket magnifiers - 5X, | Piece
| Groove Director For Lacrimal Intubation Tubes/Mickey Mouse | Piece
| Implant Introducer - 20mm | Piece
| Sleeve spreading forceps, Watzke | Piece
| Opthalmic Trail Set: Non Illuminated, Thin rim metal, Diameter 38mm | Set
| Fixation forceps, Graefe 0.12mm | Piece
| Titanium Mcpherson Forceps Angled | Piece
| Chalazion forceps, Lambert 15mm | Piece
| Eye speculum, Sayer, Solid blade, Infant | Piece
| Eye speculum, Maumenee-Park | Piece
| Eye speculum, Clark, Adult | Piece
| Eye speculum, Alfonso | Piece
| Noves Bino - 2.0X, | Piece
| Cilia forceps | Piece
| Berke Ptosis Clamp | Piece
| Strabismus hook, Jameson | Piece
| Muscle hook, Graefe | Piece
| Punctum dilator, Nettleship | Piece
| Forceps, Mcpherson, Angled, Titanium | Piece
| Lid retractor, Desmarres 13mm wide, Adult | Piece
| Scissor, Gills-Welsh Vannas, Angled blade, 11mm | Piece
| Lens loop and expressor, Kirby | Piece
| Sterilizing case, SS 210 x 125 x 20mm | Piece
| Prism bar, Horizontal and vertical | Piece
| Mosquito forceps, Hartman, Haemostatic, Straight | Piece
| Loose prisms | Piece
| Needle holder, Kalt, Straight | Piece
| Needle holder, Barquer, Straight, Titanium | Piece
| Needle holder, Castroviejo without lock | Piece
| Spatula, Dastoor | Piece
| Scissor, Stevens-Tenotomy, Curved | Piece
| Scissor, Westcott, Sharp tips | Piece
| Corneal punch, Hessburg Barron, Vacuum 7.00mm | Piece
| Tenotomy scissor, Westcott, Blunt tip | Piece
| Scleral fixation ring, Flieringa 16mm | Piece
| Corneal punch, Hessburg Barron, Vacuum 6.00mm | Piece
| Corneal burr, Battery operated | Piece
| Scleral fixation ring, Flieringa 12mm | Piece
| Corneal trephine, Hesshurg Barron, Vacuum 6.50mm | Piece
| Corneal transplant trephine, Universal, 6.0-9.5mm set with case | Set
| Ptosis plate, Stallard | Piece
| Prismatic bino comfort 2X | Piece
| Corneo-scleral punch, Castroviejo 1.5mm | Piece
| Prismatic bino comfort 2.5X | Piece
| Spatula, Kimura | Piece
| Noves bino 2.0X | Piece
| Irrigating vectis, Drews | Piece
| Noves bino 1.5X | Piece
| Pocket magnifier, Illuminated 4X | Piece
| Pocket magnifier, Illuminated 3X | Piece
| Prismatic bino comfort 1.5X | Piece
| Pocket magnifier, Illuminated 5X | Piece
| Pocket magnifier, Illuminated 7X | Piece
| Stand magnifier, Illuminated 6.0X | Piece
| Reading magnifier, Aplanatic 3.8X | Piece
| Reading magnifier, Aplanatic 3.5X | Piece
| Reading magnifier, Aplanatic 2.9X | Piece
| Periosteal twin elevator, Freer, Double ended | Piece
| Reading magnifier, Aplanatic 6.0X | Piece
| Reading magnifier, Aplanatic 4.5X | Piece
| Stand magnifier, Illuminated 4.0X | Piece
| Stand magnifier, Illuminated 12.5X | Piece
| Nasal speculum, Thudicum, Child | Piece
| Implant introducer 16mm | Piece
| Corneal shield, SS | Piece
| Eye speculum, Universal, Heavy, Adult | Piece
| Elevator, Cottle | Piece
| Evisceration spoon, Mule | Piece
| Lacrimal sac retractor, Knapp | Piece
| Ball implant sizer | Piece
| Ball implant introducer | Piece
| Lacrimal probe cylinder, Bowman, SS 1 & 2 | Piece
| Retinal detachment hook with 2mm bulbos tip with groove suture | Piece
| Pocket magnifier, Illuminated 3.5X | Piece
| Bone nibbling ronguer, Kerrison 1.5mm | Piece
| Micro-forceps, Reusable | Piece
| Biconcave lens, Sterile | Piece
| Backflush with blunt needle and active aspiration 23G/0.6mm | Piece
| Vitrectomy lens ring, Suturable, Paediatric | Piece
| End-gripping forceps 20G | Piece
| Vitrectomy lens ring, Suturable, Adult | Piece
| Scissor, Straight 20G | Piece
| Mcpherson Corneal Forceps | Piece
| Magnetic forceps, Retinal 23G | Piece
| Foreign body forceps, Avci 20G/0.9mm | Piece
| Peeling forceps, Internal limiting membrane 20G | Piece
| Magnifying lens | Piece
| Soft tipped cannula with leur lock connector 23G | Piece
| Scissor, Vertical 20G | Piece
| Wide field lens | Piece
| Scissor, Straight 23G/0.6mm | Piece
| Scleral plug forceps 3.5G/4.0mm | Piece
| Scleral depressor | Piece
| Biconcave lens, Prismatic | Piece
| Retractor, Killner for oculoplasty | Piece
| Bone nibbling ronguer, Kerrison 2.0mm | Piece
| Lacrimal probe cylinder, Bowman, SS 00 & 0 | Piece
| Ptosis clamp, Berke | Piece
| Nasal speculum, Thudicum, Infant | Piece
| Lid plate, Jaeger | Piece
| Lacrimal probe cylinder, Bowman, SS 3 & 4 | Piece
| Implant introducer 18mm | Piece
| Enucleation spoon, Wells | Piece
| Eye speculum, Universal, Heavy, Child | Piece
| Stand magnifier, Illuminated 5.0 | Piece
| Lacrimal cannula, SS 25G | Piece
| Disector, Groove for lacrimal intubation tube | Piece
| Bone chisel, West | Piece
| Reading magnifier, Aplanatic 2.8X | Piece
| Stand magnifier, Illuminated 3.0X | Piece
| Reading magnifier stand | Piece
| Stand magnifier, Illuminated 10.0X | Piece
| Reading magnifier, Aplanatic 5.0X | Piece
| Reading magnifier, Aplanatic 3.0X | Piece
| Reading magnifier, Aplanatic 2.4X | Piece
| Hesshurg Barron Vacuum corneal trephine - 7.00mm | Piece
| Mule Evisceration Spoon | Piece
| Corneal punch, Hessburg Barron, Vacuum 9.50mm | Piece
| Iris hook and lens manipulator, Kuglen | Piece
| Noves bino 1.25X | Piece
| Lens bar | Piece
| Desmarres Lid Retractor - Adult - 13mm Wide | Piece
| Corneal trephine, Hesshurg Barron, Vacuum 8.00mm | Piece
| Corneal trephine, Hesshurg Barron, Vacuum 7.00mm | Piece
| Corneal punch, Hessburg Barron, Vacuum 8.00mm | Piece
| Corneal punch, Hessburg Barron, Vacuum 6.50mm | Piece
| Tying forceps, Mcpherson, Curved | Piece
| Sterilizing case, SS 330 x 220 x 20mm | Piece
| Corneal punch, Hessburg Barron, Vacuum 9.00mm | Piece
| Noves bino 1X | Piece
| Wells Enucleation Spoon | Piece
| Iris retractor, Dastoor | Piece
| Superior rectus forceps, Dastoor | Piece
| Forceps, Straight tooth, Titanium | Piece
| Eye speculum, Clark, Child | Piece
| Cross cylinder, Jackson 0.50D & 1.00D | Piece
| Chalazion forceps, Lambert 10mm | Piece
| Colorado tips for the cautery machine | Piece
| Caliper, Castroveijo, Straight | Piece
| End-gripping forceps 23G | Piece
| Foreign body forceps, Avci 17G/1.5mm | Piece
| Prismatic bino comfort 1.25X | Piece
| Pocket magnifier, Illuminated 12.5X | Piece
| Needle holder, Mcpherson, Micro straight 11mm Jaws | Piece
| Mosquito forceps, Hartman, Haemostatic, Curved | Piece
| Jewellers forceps | Piece
| Orbital retractor, Sewells | Piece
| Sewells retractors | Piece
| Kays scissors | Piece
Intraocullar Lens ( IOL), Anterior chamber | IOL, Anterior chamber, Single piece, Length 13mm, +13.00D | Piece
| IOL, Anterior chamber, Single piece, Length 13mm, +14.00D | Piece
| AC IOL-Single piece 13mm Length - +13.00D | Piece
| AC IOL-Single piece 13mm Length - +14.00D | Piece
| AC IOL-Single piece 13mm Length - +18.00D | Piece
| AC IOL-Single piece 13mm Length - +15.00D | Piece
| AC IOL-Single piece 13mm Length - +17.00D | Piece
| AC IOL-Single piece 13mm Length - +20.00D | Piece
| AC IOL-Single piece 13mm Length - +19.00D | Piece
| AC IOL-Single piece 13mm Length - +16.00D | Piece
| IOL, Anterior chamber, Single piece, Length 13mm, +18.00D | Piece
| IOL, Anterior chamber, Single piece, Length 13mm, +17.00D | Piece
| IOL, Anterior chamber, Single piece, Length 13mm, +16.00D | Piece
| IOL, Anterior chamber, Single piece, Length 13mm, +15.00D | Piece
| IOL, Anterior chamber, Single piece, Length 13mm, +19.00D | Piece
| IOL, Anterior chamber, Single piece, Length 13mm, +20.00D | Piece
Intraocullar Lens (IOL), Posterior chamber | IOL, Posterior chamber, Single piece, Length 13mm, +35.00D | Piece
| PC IOL-Single piece 13mm Length-+22.00D | Piece
| PC IOL-Single piece 13mm Length - +17.50D | Piece
| PC IOL-Single piece 13mm Length - +15.00D | Piece
| PC IOL-Single piece 13mm Length - +16.00D | Piece
| PC IOL-Single piece 13mm Length-+23.50D | Piece
| PC IOL-Single piece 13mm Length - +18.00D | Piece
| PC IOL-Single piece 13mm Length-+24.50D | Piece
| PC IOL-Single piece 13mm Length-+24.00D | Piece
| PC IOL-Single piece 13mm Length-+26.00D | Piece
| PC IOL-Single piece 13mm Length-+34.00D | Piece
| PC IOL-Single piece 13mm Length-+20.50D | Piece
| PC IOL-Single piece 13mm Length - +17.00D | Piece
| PC IOL-Single piece 13mm Length - +18.50D | Piece
| PC IOL-Single piece 13mm Length-+28.00D | Piece
| PC IOL-Single piece 13mm Length-+35.00D | Piece
| PC IOL-Single piece 13mm Length-+29.00D | Piece
| PC IOL-Single piece 13mm Length-+25.00D | Piece
| IOL, Posterior chamber, Single piece, Length 13mm, +22.50D | Piece
| PC IOL-Single piece 13mm Length-+33.00D | Piece
| PC IOL-Single piece 13mm Length-+31.00D | Piece
| IOL, Posterior chamber, Single piece, Length 13mm, +29.00D | Piece
| IOL, Posterior chamber, Single piece, Length 13mm, +24.50D | Piece
| PC IOL-Single piece 13mm Length-+27.00D | Piece
| PC IOL-Single piece 13mm Length-+25.50D | Piece
| PC IOL-Single piece 13mm Length - +13.00D | Piece
| PC IOL-Single piece 13mm Length - +14.00D | Piece
| PC IOL-Single piece 13mm Length-+21.00D | Piece
| PC IOL-Single piece 13mm Length-+21.50D | Piece
| PC IOL-Single piece 13mm Length-+23.00D | Piece
| PC IOL-Single piece 13mm Length - +16.50D | Piece
| PC IOL-Single piece 13mm Length-+20.00D | Piece
| PC IOL-Single piece 13mm Length-+19.00D | Piece
| PC IOL-Single piece 13mm Length-+30.00D | Piece
| PC IOL-Single piece 13mm Length-+19.50D | Piece
| PC IOL-Single piece 13mm Length-+32.00D | Piece
| IOL, Posterior chamber, Single piece, Length 13mm, +11.00D | Piece
| IOL, Posterior chamber, Single piece, Length 13mm, +16.00D | Piece
| IOL, Posterior chamber, Single piece, Length 13mm, +15.00D | Piece
| IOL, Posterior chamber, Single piece, Length 13mm, +21.00D | Piece
| IOL, Posterior chamber, Single piece, Length 13mm, +18.00D | Piece
| IOL, Posterior chamber, Single piece, Length 13mm, +17.00D | Piece
| IOL, Posterior chamber, Single piece, Length 13mm, +19.00D | Piece
| IOL, Posterior chamber, Single piece, Length 13mm, +20.50D | Piece
| IOL, Posterior chamber, Single piece, Length 13mm, +20.00D | Piece
| IOL, Posterior chamber, Single piece, Length 13mm, +22.00D | Piece
| IOL, Posterior chamber, Single piece, Length 13mm, +23.50D | Piece
| IOL, Posterior chamber, Single piece, Length 13mm, +23.00D | Piece
| IOL, Posterior chamber, Single piece, Length 13mm, +24.00D | Piece
| IOL, Posterior chamber, Single piece, Length 13mm, +27.00D | Piece
| IOL, Posterior chamber, Single piece, Length 13mm, +25.00D | Piece
| IOL, Posterior chamber, Single piece, Length 13mm, +25.50D | Piece
| IOL, Posterior chamber, Single piece, Length 13mm, +28.00D | Piece
| IOL, Posterior chamber, Single piece, Length 13mm, +30.00D | Piece
| IOL, Posterior chamber, Single piece, Length 13mm, +34.00D | Piece
| IOL, Posterior chamber, Single piece, Length 13mm, +31.00D | Piece
| IOL, Posterior chamber, Single piece, Length 13mm, +32.00D | Piece
| IOL, Posterior chamber, Single piece, Length 13mm, +33.00D | Piece
| IOL, Posterior chamber, Single piece, Length 13mm, +26.00D | Piece
| IOL, Posterior chamber, Single piece, Length 13mm, +12.00D | Piece
| IOL, Posterior chamber, Single piece, Length 13mm, +21.50D | Piece
| IOL, Posterior chamber, Single piece, Length 13mm, +18.50D | Piece
| IOL, Posterior chamber, Single piece, Length 13mm, +19.50D | Piece
| IOL, Posterior chamber, Single piece, Length 13mm, +17.50D | Piece
| IOL, Posterior chamber, Single piece, Length 13mm, +14.00D | Piece
| IOL, Posterior chamber, Single piece, Length 13mm, +16.50D | Piece
| IOL, Posterior chamber, Single piece, Length 13mm, +13.00D | Piece
| IOL, Posterior chamber, Single piece, Length 13mm, +10.00D | Piece
LASER Systems | Laser system, Photocoagulation, Ophthalmic (Standardised Brands: Carl Zeiss) | Set
| Ocular Abraham capsulotomy YAG laser lens | Piece
| Green diode Laser for photocoagulation | set
| Accessories (LASER) | Section header
| Equipment (LASER) | Section header
| Laser system, Nd-Yag, Ophthalmic: 532nm, Squad lens -160D, Coupling media, Eye safety spectacles, Fibre optic pipe | Set
| Laser system, Cyclophotocoagulation:Treatment wavelength:810nm infrared,Treatment power 50 – 3000 mW, Exposure Duration: CW-Pulse:10 ms – 9000 ms in 606 increments and continuous pulse up to 60 seconds MicroPulse:0.05 – 1.0 ms in 19 increments.Exposure interval:CW-Pulse 10 – 3000 ms in 598 increments and One Pulse.MicroPulse:1.0 – 10.0 ms in 90 increments,Aiming beam 635 nm (nominal) laser diode 1 mW maximum.User-adjustable intensity; coaxial with treatment beam.Illumination LED, white 0 – 5 mW, Powered both by single phase supply and battery operated.Accessories: wireless three pedal footswitch, System Battery pack & resuable probe.Power Supply: 230V ± 6% , 50 Hz ± 1 % with suitable online 2kVA UPS | Set
| Focal lens, Mainster | Piece
| Laser system, Photocoagulation:Treatment wavelength: 532nm-577nm, Treatment power 2000 mW, Exposure Duration: CW-Pulse:10 ms – 3000 ms,MicroPulse:0.05 – 1.0 ms.Exposure interval:CW-Pulse 10 – 3000 ms in 598 increments and One Pulse MicroPulse:1.0 – 10.0 ms, Aiming beam 635 nm,Pattern:Grid, Cicrle, Triple Arc Pattern spacing:Confluent(zero), 1,2,3 spot spacing in 0.25 diameter increments Should be compatible with exisiting slit lamp.Powered both by single phase supply and battery operated.Accessories: wireless three pedal footswitch, System Battery pack & resuable probe.Power Supply: 230V ± 6% , 50 Hz ± 1 % with suitable online 2kVA UPS | Set
| Argon lens, Grid retina | Piece
| Laser system, Multipurpose:Laser wavelength: 1064 nm, Mode: Super-Gaussian, Optical breakdown, Typically 2.5 mJ in air, Pulse length: < 4 ns (typically 2-3 ns), Max. laser energy: Single pulse: typically 10 mJ, Double pulse: typically 23 mJ,Triple pulse: typically 35 mJ, Energy attenuation: 22 levels, Pulse repetition frequency: Max. 2.5 Hz, Focus diameter: 10 µm in air, Exit aperture angle: 16°, Aiming beam : Diode approx. 670 nm,power 5 µW-150 µW;4-point aiming beam focusing system,Focus shift: Variable: +150 µm; 0; -150 µm. Laser safety lens. Should provide retinal, glaucoma and post catarct treatment.Power supply :"Laser system, Nd-Yag, Ophthalmic: Glaucoma and capsulotomy procedure.Laser wavelength:1064 nm,Mode: Super-Gaussian,Optical breakdown:Typically 2.5 mJ in air, Pulse length: < 4 ns (typically 2-3 ns),Max. laser energy :Single pulse: typically 10 mJ,Double pulse: typically 23 mJ,Triple pulse: typically 35 mJ,Energy attenuation 22 levels,Pulse repetition frequency: Max. 2.5 Hz,Focus diameter: 10 µm in air Exit aperture angle: 16°, Aiming beam: Diode approx.. 670 nm,power 5 µW-150 µW; 4-point aiming beam focusing system,Focus shift: Variable: +150 µm; 0; -150 µm. Power Supply: 230V ± 6% , 50 Hz ± 1 % with suitable online 2kVA UPS | Set
| Laser system, Cyclophotocoagulation, Ophthalmic (Standardised Brands: Carl Zeiss) | Set
| Safety anti-laser glasses, Red lens -532Nm | piece
| Anti-laser safety eye protection, Red lens -532Nm | Piece
| Diode lens 488nm - 515nm | Piece
| Laser system, Nd-Yag, Ophthalmic: Glaucoma and capsulotomy procedure. Laser wavelength:1064 nm, Mode: Super-Gaussian, Optical breakdown: Typically 2.5 mJ in air, Pulse length: < 4 ns (typically 2-3 ns), Max. laser energy: Single pulse: typically 10 mJ, Double pulse: typically 23 mJ, Triple pulse: typically 35 mJ, Energy attenuation 22 levels, Pulse repetition frequency: Max. 2.5 Hz, Focus diameter: 10 µm in air Exit aperture angle: 16°, Aiming beam: Diode approx. 670 nm, power 5 µW-150 µW; 4-point aiming beam focusing system, Focus shift: Variable: +150 µm; 0; -150 µm. Power Supply: Laser system, Nd-Yag, Ophthalmic: Glaucoma and capsulotomy procedure. Laser wavelength:1064 nm, Mode: Super Gaussian, Optical breakdown: Typically 2.5 mJ in air, Pulse length: < 4 ns (typically 2-3 ns), Max. laser energy: Single pulse: typically 10 mJ, Double pulse: typically 23 mJ, Triple pulse: typically 35 mJ, Energy attenuation 22 levels, Pulse repetition frequency: Max. 2.5 Hz, Focus diameter: 10 µm in air Exit aperture angle: 16°, Aiming beam: Diode approx. 670 nm,power 5 µW-150 µW; 4-point aiming beam focusing system, Focus shift: Variable: +150 µm; 0; -150 µm. Power Supply: 230V ± 6%, 50 Hz ± 1 % with suitable online 2kVA UPS | Set
| Laser system, Endoscopic-imaging, Ophthalmic (Standardised Brands: Carl Zeiss) | Set
| Laser system, Argon, Ophthalmic: With smart key and eye safety spectacles (Standardised Brands: Carl Zeiss) | Set
| Iridex argon red Laser | set
| Ocular Abraham iridectomy YAG laser lens | Piece
| Laser system, Multi-purpose, Ophthalmic: For retinal, capsulotomy and glaucoma therapies (Standardised Brands: Carl Zeiss) | Set
Microscissors | Straight Scissors - 1286 - J, 20G | Piece
| Vertical Scissors - 1286 - E, 20G | Piece
Oculoplasty and Orbital Surgery | Electrocautery system, Ophthalmic with electroepilation tips | Set
| Exophthalmometer, Hertel | Piece
| Accessories (Oculoplasty) | Section header
| Equipment (Oculoplasty) | Section header
| Electrocautery system, Ophthalmic with Cart:Compact & microprocessor-controlled.Dual Radio Frequency,with autoclavable monopolar (Monopolar Pencil with Bent Electrode) and bipolar forcep handpiece, a foot switch with 2 pedals Hand piece Frequency:Monopolar:4.0MHz, Bipolar: 1.7MHz.Output power: Monopolar: 90W,Monolpolar Cut/Coag: 65W,Monopolar Hemo: 45W,Monopolar Fulgurate: 35W.Bipolar: 90W.Power supply: 230V ± 6% , 50 Hz ± 1 % with suitable online 2kVA UPS | Set
PHACO MACHINE | Phaco accessories | Piece
| Floridable Intra Ocular Lens | Piece
| Volk Lens 20 Diopter | Piece
| Nugent forcep, Scleral bucking | Piece
| Volk Lens 90 Diopter | Piece
| 3 Angle Mirrors | Piece
| Phaco machine (Alcon) Universal II | Piece
| Visulas Yag III Combi | Piece
Reusable Microforceps | Serrated Jaw Forceps - 1286 - C06 | Piece
| Vertical Scissors - 1286 - E06 | Piece
| End-Gripping Forceps - 1286 - B06 | Piece
| Straight Scissors - 1286 - J06 | Piece
| Eckardt End-Gripping Forceps - 1286 - W06 | Piece
Reusable Vitrectomy Accessories | Scleral Plug Forceps - 1277 | 3.5/4.0mm
Vitrectomy Lenses | Flat Lens - 1284 - DW | Piece
| Wide Field Lens (For Central PO & Viterous) Sterior - 1284 - GW | Piece
| Magnifying Lens - 1284 F | Piece
| Suturable vitrectomy lens ring (adult size) - 1284 - R | Piece
| 20 Degree Prism Lens (For Posterior Periphery) - 1284 - HW | Piece
| Biconcave Lens (For FAE) - 1284 - EW | Piece
| 30 Degree Prism Lens (For The Posterior Periphery Beyond The Equator) - 1284 - IW | Piece
| Prismatic Biconcave Lens - 1284 - L | Piece
| Suturable vitrectomy lens ring (Pedriatric size) - 1284 - R | Piece
Vitreo-retinal Sub-speciality Clinic - Equipments, consumables & accessories | Digital Vision Chart, LCD 18.5 inch, Wall mount,Remote controlled, 3 meters, Display Resolution 250+-30cd/m2 | Piece
| OCT Machine: High defination scanning of retinal structures | Piece
| Digital Auto Lensmeter 7 inch Big touch screen Ophthal Display 7 inch TFT LCD 758x480 pixels PD UV with printer | Piece
| YAG 532 nm Laser Machine YAG 532 nm Laser Machine, 2.Squad lens - 150D, 3.Coupling media, 4.Eye safety spectacles, 5.Fibre optic pipe | Piece
| Optical Coherence Tomography - Cirrus HD 1.Online UPS, 2.Coulur Printer, 3.Printing Papers | Piece
| Fundus Camera 1.Colour Printer, 2.Vitrectomy cassette | Piece
| Vitrectomy - Constellation Vision System 1.Online UPS, 2.Vitrectomy cassette, 3.Tubing accessories, 3.Tubing accessories, 3.Tubing accessories | Piece
| Laser safety glasses: Use for safety purpose during laser procedures | Piece
| Phaco-machine, Universal II 1.Tubing accessories, 2.Foldable IOLs, 3.IOL injector, 3.IOL injector | Piece
| Argon Laser Machine 1.Smart key, 2.Eye safety spectacles | Piece
| Laser Machine. For Endolaser in operation theatre | Piece
| Hand Held Keratometer Macro KM 500 with infra-red tansmission to printer and with charger | Set
| Vitrectomy Machine | Piece
| Slit Lamp Digital System SL-7D with color printer Slit Lamp Digital System Viewlight SL-7 Background Illumination adapter Beam Splitter Digital Adapter Camera Canon Rebel XSi (SLR 12.2 mpx) Software for Photo Management Canon Power adapter for Canon Rebel Memory Card 8 GB Electric Table Camera parameters are setup, so you don't have to figure out the correct settings. The electric table is shipped with the setup for the Slit Lamp SL-7. | Set
| IOL Master 700 / Optical Biometry with printer | Set
| Non-Mydriatic Auto Fundus Cemera AF-330 with color printer | Set
| Laser Machine: Retinal laser therapies in OPD | Piece
Vitreo-Retinal Surgery | VV104103 Continuous Flow Cutter 20G, Sterile/single use, box of 3 | Packet
| VE201710 Diathermy handpiece, long, resuable | Piece
| Cryosurgical system, Opthalmic, electronic: CO2 & N2O operated. with the freezing temperatuer of -79oC for CO2 & -89oC for N2O.Should have Active and Passive defrosting system.Operating pressure 400 to 850 psi.The unit shall have a trigger mechanism to control the freeze/thaw cycle.Cryo probes to according the specific use (Preferably 3 sizes (1.5 mm, 2.5mm, 3 mm)).all cryo probes must be autoclavable. Integral timer and temperature indicator. Should be supplied with rolling cart. Should be supplied with unfilled cylinder for N2O or CO2.Operating Condition: Capable of operating continuously in ambient temperature of 5 to 40 deg C and relative humidity of 15 to 90% in ideal circumstances. Equipment Class: Class I, Type BF.Training of users in operation and basic maintenance shall be provided.Power Supply : 230V ± 6% , 50 Hz ± 1 % .Advanced maintenance tasks required shall be documented. | Piece
| Nugent forceps, Scleral bucking | Piece
| Fundus florescene angiography system | Piece
| Accessories (Vitreo) | Section header
| Equipment (Vitreo) | Section header
| Legion™ FMS Packs | Packet
| VE201722 Diathermy tip Eraser, 50°beveled, resuable | Piece
| VE904705 Sterilization container with tray, plastic (249x148x47 mm) | Piece
| VE201733 Endo diathermy tip 23G, 54° pointed, cannula length 28 mm, resuable | Piece
| Phaco Set Plus, 20G, 15°Straight 303060-1020-000, 10 PCS | Packet
| IA Tubing set 303060-0206-000(VISALIS 100), Resuable | Piece
| Phaco Set Plus 21G, Bioconical, 30°10 PCS, 303060-1024-000 | Packet
| VG800011 Phaco handpiece, resuable | Piece
| Phaco Set Plus 21G, Bioconical, 15°10 PCS, 303060-1023-000 | Packet
| VE 655000 I/A handpiece, coxial, resuable | Piece
| VE654101 I/A bimanual instrument set, roughened tips, diameter 0.8mm, aspiration port 0.3mm, irrigation port 0.5mm, resuable | Piece
| VV909709 Waste container 500 ml for Faros/CataRhex 3/Swisstech, for resuable tubing system, resuable | Piece
| VV106110 Continuous Flow Cutter 23G, Sterile/single use, box of 10 | Packet
| Drainage Bag (10 PCS), non-sterile, single use (VISALIS 100) 303060-0203-000 | Packet
| 20G Silicone sleeve (blue) 2.6-2.8mm | Piece
| VS100200 Instrument set for surgical platform anterior/posterior | Piece
| VG800011 easy phaco handpiece, resuable | Piece
| VV800740 Phaco tip easyTip 2.8mm, 30°, for incision of 2.8 -3.2 mm, resuable | Piece
| VV621003 Tubing System for Faros/CataRhex/Swisstech, resuable, box of 3 | Piece
| VV1041103 Continuous Flow Cutter 20G, Sterile/single use, box of 10 | Packet
| Phaco Set Plus 21G, Flared, 30°10 PCS, 303060-1025-000 | Packet
| Irrigation Administration set (10PCS) 303060-0205-000 | Packet
| 20G A-Vitrectomy Probe with sleeve | Piece
| IA Tubing set 303060-0201-000(VISALIS 100), Single use, (10 PCS) | Packet
| VV803100 Test chamber for phaco, silicone, resuable | Piece
| Phaco Set Plus, 20G, Flared, 30°303060-1022,10 PCS | Packet
| Phaco Set Plus, 20G, 30°, Straight 303060-1021-000, 10 PCS | Packet
| VE800100 Key for phaco tips, with titanium insert, resuable | Piece
| VV621010A Tubing system for Faros/CataRhex 3/ swisstech, with drainage bag, infusion set, cover for remote control, sterile/single use, box of 10 | Packet
| VE654100 I/A bimanual instrument set diameter 0.8mm, aspiration port 0.3 mm, irrigation port 0.5 mm , safty design, resuable | Piece
| Vitrectomy system: Combined Anterior/Posterior platform.Integrated HFDS application for glaucoma surgery. Cutting edge dual pump system with flow & vaccum control. SPEEP pump for precise manoeuvres. Integrated air compressor for autonomous work in anterior vitrectomy. Continuous flow cutter for traction free vitreous body removal.Dual linear and robust, multifunctional pedal .Wireless remote control. Linear, fixed or progressive, 0 upto 10000 cuts a minute. Single cut.ENdo Phaco. HF function:Endo diathermy.Alram Function.Power Supply: 230V ± 6% , 50 Hz ± 1 % with suitable online 2kVA UPS.(Standardised Brands: Alcon or Equivalent or Higher) | Set
| VX520010 Replacement fuse 3.15AT, high breaking capacity, box of 10 | Packet
| VE201712 Diathermy handpiece, short, resuable | Piece
| VV690101 Air delivery line with filter and 3 way stopcock, sterile/single use, box of 10 | Packet
| VV690350 Silicone injection/extraction set, 10 cc, with universal visco cannula for calibrun trocar system 23/25/27G, sterile/single use, box of 10 | Packet
| VV621213BP Vitrectomy pack Faros 23G: tubing system, CF cutter, endo illuminator panaroma with ViPier scleral indentor, Caliburn trocar system, air delivery line with 3 -way stipcock, infusion set, drainage bag, cover for remote control, sterile/single use, box of 6 | Packet
| VE840002 Instrument table for Faros | Piece
| VV690310 Silicone injection/extraction set, 10cc, with 20G Visco Cannula, sterile/single use box of 10 | Packet
| VV603209 Irrigation sleeve for incisions of 2.8 -3.2 mm, silicone, blue, resuable | Piece
| VV650010 I/A bimanual instrument set, diameter 0.8mm, aspiration port 0.3mm, irrigation port 0.5mm, resuable | Piece
| Vitrectomy system: Constellation vision system with online UPS, vitrectomy cassette and tubing accessories (Standardised Brands: Alcon) | Set
| Electroretinograph (ERG) with visual evoked potential monitoring | Set
| Retinal camera, Digital | Piece
| Laser lens for all examination procedure including small pupil examinations | Set
| Laser lens for extreme wide field examination and laser treatment | Piece
| Vitrectomy irrigation lens, Plano-concave | Piece
| Mirror, 3 angled | Piece
| VE203902 Diathermy forceps bipolar, Curved, resuable | Piece
| Vitrectomy irrigation lens, Plano-convex | Piece
| Cryosurgical system, Ophthalmic, Electronic | Piece
| Visual evoked potential unit | Piece

## Orthopedic
Category | Item Name | Pack Size
Accessories | Accessories for High speed burr | Section header
| Motor | Set
| Drill hand piece, Micro- Line | Piece
| Angled hand piece, Micro-Line | Piece
| Burr, Diamond | Piece
| Burr, Barrel | Piece
| Cable, Microflexible | Piece
| Dermatome blade | Piece
| High speed burr Accessories sets (Should include Angled hand piece, Micro-line, burr, Barrel, burr, Diamond, burr, Rosen, cable, Micro flexible, drill hand piece, Micro- line & motor/ Console). | set
Angled blade plate system | Angled blade plate 95°, 60mm blade, 6 holes | Piece
| Angled blade plate 130°, 60mm blade, 5 holes | Piece
| Angled blade plate 95°, 60mm blade, 7 holes | Piece
| Angled blade plate 95°, 60mm blade, 8 holes | Piece
| Angled blade plate 95°, 60mm blade, 5 holes | Piece
| Angled blade plate instrument Sets (Should include 2.0 mm Drill Bit, 100 mm, quick coupling, 4.5 mm/3.2 mm Double Drill Sleeve, Combination Wrench, 11 mm width across flats, 4.5 mm DCP Hip Drill Guide, Triple Drill Guide, fixed angle 130°, Router, Jacobs Chuck, Chisel Guide, with adjustable angle, Seating Chisel, Inserter-Extractor, Slotted Hammer, Impactor, Triangular Positioning Plate, 90°/50°/40°, Triangular Positioning Plate, 80°/70°/30°, Triangular Positioning Plate, 100°/60°/20°, Quadrangular Positioning Plate, 110°/90°/90°/70°, Condylar Plate Guide, 2.0 mm Kirschner Wire, 150 mm (10) & Angled Blade Plate Instrument Set Graphic Case) | set
| Angled Blade Plate Instrument Set Contents consisting of:Condylar plate guide | 1
| Angled Blade Plate Instrument Set Contents consisting of:Postioning plate, triangular, 80°/70°/30° | 1
| Angled Blade Plate Instrument Set Contents consisting of:Impactor | 1
| Angled Blade Plate Instrument Set Contents consisting of:Postioning plate, triangular, 100°/60°/20° | 1
| Angled Blade Plate Instrument Set Contents consisting of:Postioning plate, triangular, 90°/50°/40° | 1
| Angled Blade Plate Instrument Set Contents consisting of:Slotted Hammer, length 270mm | 1
| Angled Blade Plate Instrument Set Contents consisting of:Inserter/Extractor with adjustable clamps length, 270mm | 1
| Angled Blade Plate Instrument Set Contents consisting of:Double Drill Sleeve 4.5/3.2 | 1
| Angled Blade Plate Instrument Set Contents consisting of: Chisel Guide | 1
| Angled Blade Plate Instrument Set Contents consisting of:Grapic Case for Angled Blade plate instrument set without content | 1
| Angled Blade Plate Instrument Set Contents consisting of:Kirschner wire with trocar tip, 2.0mm/150mm, SS | 5
| Angled Blade Plate Instrument Set Contents consisting of:Drill Bit, 2.0mm dia, length 100/75 mm for quick coupling | 3
| Triangular postioning plate 100°/60°/20° | Set
| Triangular postioning plate 90°/50°/40° | Set
| Implants | Section header
| Instruments | Section Header
| Triangular postioning plate 80°/70°/30° | Set
| Angled blade plate 95°, 65mm blade, 7 holes | Piece
| Angled blade plate 130°, 65mm blade, 5 holes | Piece
| Angled blade plate 130°, 60mm blade, 7 holes | Piece
| Inserter/Extractor with adjustable clamps length 270mm | Piece
| Drill sleeve, Double 4.5/3.2 | Piece
| Drill bit, dia. 2.0mm, length 100/75mm for quick coupling | Piece
| Angled blade plate 130°, 60mm blade, 6 holes | Piece
| Slotted hammer, length 270mm | Piece
| Kirschner wire with trocar tip, 2.0mm/150mm SS | Piece
| Chisel guide | Piece
| Seating chisel, length 320mm | Piece
| Impactor | Piece
| Condylar plate guide | Piece
| Graphic case | Piece
| Angled blade plate 95°, 65mm blade, 8 holes | Piece
| Angled blade plate 95°, 65mm blade, 6 holes | Piece
| Angled blade plate 95°, 65mm blade, 5 holes | Piece
| Angled blade plate 130°, 65mm blade, 8 holes | Piece
| Angled blade plate 130°, 65mm blade, 7 holes | Piece
| Angled blade plate 130°, 60mm blade, 8 holes | Piece
| Angled blade plate 130°, 65mm blade, 6 holes | Piece
| Angled Blade Plate Instrument Set Contents consisting of: Seating chisel, length 320mm | 1
Angled Blade Plate System - Implants | Angled Blade Plate 130 degree, 60 mm blade 6 holes | Piece
| Angled Blade Plate 130 degree, 60 mm blade 8 holes | Piece
| Angled Blade Plate 130 degree, 65 mm blade 7 holes | Piece
| Angled Blade Plate 130 degree, 65 mm blade 8 holes | Piece
| Angled Blade Plate 95 degree, 65 mm blade 5 holes | Piece
| Angled Blade Plate 95 degree, 65 mm blade 6 holes | Piece
| Angled Blade Plate 95 degree, 65 mm blade 7 holes | Piece
| Angled Blade Plate 95 degree, 65 mm blade 8 holes | Piece
| Angled Blade Plate 130 degree, 65 mm blade 6 holes | Piece
| Angled Blade Plate 95 degree, 60 mm blade 6 holes | Piece
| Angled Blade Plate 95 degree, 60 mm blade 7 holes | Piece
| Angled Blade Plate 95 degree, 60 mm blade 8 holes | Piece
| Angled Blade Plate 130 degree, 60 mm blade 7 holes | Piece
| Angled Blade Plate 130 degree, 65 mm blade 5 holes | Piece
| Angled Blade Plate 95 degree, 60 mm blade 5 holes | Piece
| Angled Blade Plate 130 degree, 60 mm blade 5 holes | Piece
Arthroplasty | SIGMA Cruciated Retaining Cemented Femur Left Size 2 | Piece
| SIGMA Cruciated Retaining Cemented Femur Left Size 4 | Piece
| SIGMA Posterior-Stabilized Tibial Insert 1.5; 8mm | Piece
| SIGMA Posterior-Stabilized Tibial Insert 1.5; 10mm | Piece
| SIGMA Posterior-Stabilized Tibial Insert 2.5; 10mm | Piece
| Modular Tibial Tray Cemented Size 3 | Piece
| SIGMA Posterior-Stabilized Cemented Femur Right Size 2 | Piece
| SIGMA Cruciated Retaining Cemented Femur Right Size 2.5 | Piece
| SIGMA Posterior-Stabilized Cemented Femur Right Size 2.5 | Piece
| SIGMA Cruciated Retaining Cemented Femur Right Size 3 | Piece
| Modular Tibial Tray Cemented Size 2.5 | Piece
| SIGMA Posterior-Stabilized Cemented Femur Right Size 3 | Piece
| Modular Tibial Tray Cemented Size 2 | Piece
| Modular Tibial Tray Cemented Size 1.5 | Piece
| SIGMA Tibial Insert Fixed Bearing Curved Size 3; 10mm | Piece
| SIGMA Posterior-Stabilized Cemented Femur Left Size 4 | Piece
| SIGMA Posterior-Stabilized Cemented Femur Left Size 3 | Piece
| SIGMA Tibial Insert Fixed Bearing Curved Size 3; 8mm | Piece
| SIGMA Tibial Insert Fixed Bearing Curved Size 2.5; 10 mm | Piece
| SIGMA Tibial Insert Fixed Bearing Curved Size 1.5; 8mm | Piece
| SIGMA Cruciated Retaining Cemented Femur Left Size 1.5 | Piece
| Modular Tibial Tray Cemented Size 4 | Piece
| SIGMA Cruciated Retaining Cemented Femur Right Size 4 | Piece
| SIGMA Cruciated Retaining Cemented Femur Left Size 3 | Piece
| SIGMA Tibial Insert Fixed Bearing Curved Size 2.5; 8mm | Piece
| SIGMA Tibial Insert Fixed Bearing Curved Size 1.5; 12.5mm | Piece
| SIGMA Tibial Insert Fixed Bearing Curved Size 1.5; 10mm | Piece
| SIGMA Tibial Insert Fixed Bearing Curved Size 2; 12.5mm | Piece
| SIGMA Tibial Insert Fixed Bearing Curved Size 2; 8mm | Piece
| SIGMA Tibial Insert Fixed Bearing Curved Size 2; 10mm | Piece
| SIGMA Cruciated Retaining Cemented Femur Right Size 2 | Piece
| SIGMA Posterior-Stabilized Cemented Femur Left Size 2 | Piece
| SIGMA Tibial Insert Fixed Bearing Curved Size 4; 10mm | Piece
| SIGMA Tibial Insert Fixed Bearing Curved Size 3; 12.5mm | Piece
| SIGMA Posterior-Stabilized Cemented Femur Left Size 1.5 | Piece
| Smart set GHV Gentamicin 40G | Piece
| SIGMA Tibial Insert Fixed Bearing Curved Size 4; 12.5mm | Piece
| SIGMA Posterior-Stabilized Cemented Femur Right Size 1.5 | Piece
| SIGMA Posterior-Stabilized Cemented Femur Left Size 2.5 | Piece
| SIGMA Posterior-Stabilized Tibial Insert 2; 8mm | Piece
| SIGMA Posterior-Stabilized Tibial Insert 2.5; 8mm | Piece
| SIGMA Posterior-Stabilized Tibial Insert 2; 12.5mm | Piece
| SIGMA Posterior-Stabilized Tibial Insert 2; 10mm | Piece
| SIGMA Tibial Insert Fixed Bearing Curved Size 4; 8mm | Piece
| SIGMA Posterior-Stabilized Tibial Insert 2.5; 12.5mm | Piece
| SIGMA Posterior-Stabilized Tibial Insert 3;10mm | Piece
| SIGMA Posterior-Stabilized Tibial Insert 3; 8mm | Piece
| SIGMA Tibial Insert Fixed Bearing Curved Size 2.5; 12.5mm | Piece
| SIGMA Posterior-Stabilized Tibial Insert 4; 8mm | Piece
| SIGMA Posterior-Stabilized Tibial Inser 3; 12.5mm | Piece
| SIGMA Posterior-Stabilized Tibial Insert 4; 10mm | Piece
| SIGMA Posterior-Stabilized Tibial Insert 4; 12.5mm | Piece
| SIGMA Posterior-Stabilized Cemented Femur Right Size 4 | Piece
| SIGMA Posterior-Stabilized Tibial Insert 1.5; 12.5mm | Piece
| SIGMA Cruciated Retaining Cemented Femur Right Size 1.5 | Piece
| SIGMA Cruciated Retaining Cemented Femur Left Size 2.5 | Piece
Arthroplasty System | Prosthesis for Hemiarthroplasty: Austin Moore Endoprosthesis, Head 43.0 mm, Stem 140mm | Piece
| New Bipolar Prosthesis, Non-fenestrated: Head diameter 41.0 mm, Stem length 155 mm | Piece
| New Bipolar Prosthesis, Non-fenestrated: Head diameter 47.0 mm, Stem length 155 mm | Piece
| New Bipolar Prosthesis, Non-fenestrated: Head diameter 45.0 mm, Stem length 155 mm | Piece
| New Bipolar Prosthesis, Non-fenestrated: Head diameter 49.0 mm, Stem length 155 mm | Piece
| New Bipolar Prosthesis, Non-fenestrated: Head diameter 51.0 mm, Stem length 155 mm | Piece
| New Bipolar Prosthesis, Non-fenestrated: Head diameter 39.0 mm, Stem length 155 mm | Piece
| New Bipolar Prosthesis, Non-fenestrated: Head diameter 43.0 mm, Stem length 155 mm | Piece
| Prosthesis for Hemiarthroplasty: Austin Moore Endoprosthesis, Head 47.0 mm, Stem 160mm | Piece
| Prosthesis for Hemiarthroplasty: Austin Moore Endoprosthesis, Head 53.0 mm, Stem 160mm | Piece
| Prosthesis for Hemiarthroplasty: Austin Moore Endoprosthesis, Head 55.0 mm, Stem 160mm | Piece
| Prosthesis for Hemiarthroplasty: Austin Moore Endoprosthesis, Head 49.0 mm, Stem 160mm | Piece
| Prosthesis for Hemiarthroplasty: Austin Moore Endoprosthesis, Head 51.0 mm, Stem 160mm | Piece
| Prosthesis for Hemiarthroplasty: Austin Moore Endoprosthesis, Head 45.0 mm, Stem 160mm | Piece
| Prosthesis for Hemiarthroplasty: Austin Moore Endoprosthesis, Head 41.0 mm, Stem 140mm | Piece
| New Bipolar Prosthesis, Non-fenestrated: Head diameter 37.0 mm, Stem length 155 mm | Piece
| Prosthesis for Hemiarthroplasty: Austin Moore Endoprosthesis, Head 37.0mm, Stem 140mm | Piece
| Prosthesis for Hemiarthroplasty: Austin Moore Endoprosthesis, Head 39.0mm, Stem 140mm | Piece
Arthroscopy Surgery System | Endo button, Loop Lock Size 35 mm , sterile | Piece
| Interference screw, PEEK material, dia. 8 mm, length 25 mm, sterile | Piece
| Interference screw, PEEK material, dia. 9 mm, length 25 mm , sterile | Piece
| Endo button, Loop Lock Size 15mm | piece
| Monitor tower for Arthroscopy: With mobile 4 antistatic casters equipped with locking brakes; 4 shelves; 1 cable channel; Electrical supply terminal strip with 6 plugs; 1 camera mount, 4 sets of non-sliding stands for units, 1 drawer unit | Set
| Adhesive rolls, Plastic, Sterile | Piece
| Full radius resector Reusable, Working length 120mm, 5.5mm Yellow | Piece
| Interference screw, PEEK material, dia. 6 mm, length 25 mm, sterile | Piece
| End cutter, Reusable, Sterilizable, Working length 120mm 5.5mm Red | Piece
| Aggressive cutter, Reusable, Working length 120mm 3.5mm Green | Piece
| Aggressive cutter, Reusable, Working length 120mm, 4.2mm Green | Piece
| Interference screw, PEEK material, dia. 6 mm, length 30 mm, sterile | Piece
| End cutter, Reusable, Sterilizable, Working length 120mm 3.5mm Red | Piece
| Aggressive cutter, Reusable, Working length 120mm, 5.5mm Green | Piece
| End cutter, Reusable, Sterilizable, Working length 120mm 4.2mm Red | Piece
| Full radius resector Reusable, Working length 120mm, 4.2mm Yellow | Piece
| Aggressive full radius resector, Reusable, Working length 120mm, 5.5mm, Blue | Piece
| Interference screw, PEEK material, dia. 7 mm, length 25 mm , sterile | Piece
| Interference screw, PEEK material, dia. 7 mm, length 30 mm, sterile | Piece
| Endo button, Loop Lock Size 35mm | Piece
| ACL/PCL instrument set: Consisting of Main Zig; Elbow aimer; PCL femoral; PCL tibia; Angle bullet; Graft passing 2.4mm drill bit; Graft passing pin (breadth pin); Cannulated tibia reamer (dia. 6-11mm); Cannulated femoral flower tip reamer (dia. 6-11mm); Cannulated endoscopic reamer dia 4.5mm; Depth gauge for ACL/PCL reconstruction; Femoral aimer 5mm & 7mm; Tunnel plug (7-8mm, 8-9mm & 9-10mm); Tunnel dilator 7mm, 8mm and 9mm; T-handle for tunnel dilator; Cannulated screw driver for bio-lock interference screws; Impactor for spiked ligament staple; Arthroscopic probe; Microfracture awl (30°, 45° and 90°); Graft prep station; Graft sizing block; Tendor stripper, Closed end 6mm; Tendor stripper, Open end 7mm; Straight rasp; Convex rasp; Femoral PCL elevator; Graphic case | Set
| Full radius resector Reusable, Working length 120mm, 3.5mm Yellow | Piece
| Interference screw, PEEK material, dia. 8mm, length 30mm | Piece
| Interference screw, PEEK material, dia. 10mm, length 25mm | Piece
| Arthroscopic camera cover | Piece
| Knee arthroscopy set: Consisting of arthroscopy sheath, dia. 6mm, working length 12 cm with two rotatable stop cocks and automatic lock-in coupling mechanism; Obturator, blunt; Hook and retractor, Graduated; Inflow cannula with sharp obturator; Suction punch 4.8mm (O.D); Forceps, Take-apart; Punch, Through cutting, Straight, Slitting width 3.4mm, Shaft diameter 3.5mm working length 13cm; Cleaning adaptor; Scissor, Take-apart; Spoon forceps, Take-apart; Grasping forceps, Take-apart; Telescope 30°, 4mm, 18cm; Telescope 70°, 4mm, 18cm; Xenon Lamp, 175W 15V (Standardised Brands: Karl Storz) | Set
| Interference screw, PEEK material, dia. 9mm, length 25mm | Piece
| Interference screw, PEEK material, dia. 9mm, length 30mm | Piece
| Power shaver set: Consisting of main power cord; Two-pedal foot switch; SCB connecting cable; High-speed shaver handpiece, 15000RPM; Standard shaver handpiece 800RPM; Multifunction handpiece; Connecting cable; Jacobs Chuck up to diameter 6.5mm; Sagittal saw attachment; Pin driver; Style driver; Saw blades of various sizes for use with Sagittal saw attachment (Standardised Brands: Karl Storz) | Set
| Interference screw, PEEK material, dia. 11mm, length 25mm | Piece
| Knee arthroscopic drape | Piece
| Interference screw, PEEK material, dia. 8mm, length 25mm | Piece
| Interference screw, PEEK material, dia, 10mm, length 30mm | Piece
| Endo button, Loop Lock Size 30mm | Piece
| Loop lock and adjustable loop, Sterile | Piece
| Interference screw, PEEK material, dia. 11mm, length 30mm | Piece
| Endo button, Loop Lock Size 25mm | Piece
| Endo button, Loop Lock Size 20mm | Piece
| Plastic sheet, Sterile | Piece
| ACL/PCL instrument set: Consisting of Main Zig; Elbow aimer; PCL femoral; PCL tibia; Angle bullet; Graft passing 2.4 mm drill bit; Graft passing pin (breadth pin); Cannulated tibia reamer (dia. 6-11 mm); Cannulated femoral flower tip reamer (dia. 6-11 mm); Cannulated endoscopic reamer dia 4.5mm; cannulated 4.0 mm femoral drill bit, Depth gauge for ACL/PCL reconstruction; Femoral aimer 5 mm & 7 mm; Tunnel plug (7-8 mm, 8-9 mm & 9-10 mm); Tunnel dilator 7 mm, 8 mm and 9 mm; T-handle for tunnel dilator; Cannulated screw driver for bio-lock interference screws; Impactor for spiked ligament staple; Arthroscopic probe; Microfracture awl (30°, 45° and 90°); Graft prep station; Graft sizing block; Tendon stripper, Closed end 6 mm; Tendon stripper, Open end 5 mm, 7 mm; Straight rasp; Convex rasp; Femoral PCL elevator, Nittner wire guide for interference screw placement; Graphic case. | set
Instrument set
| Consumables | Section header
Shaver blades
| Meniscus repair needles; Standard length, stainless steel Disposable Meniscus Repair Needles with preloaded 2-0 (size) fiberWire, 38 inches (length of fiberwire) | Piece
| Arthroscopy sheath, dia. 6 mm, working length 12 cm with two rotatable stop cocks and automatic lock-in coupling mechanism; of Karl Storz | Piece
| Power shaver set: Consisting of main power cord; Two-pedal foot switch; SCB connecting cable; High-speed shaver handpiece, 15000 RPM; Standard shaver handpiece 800 RPM; Multifunction handpiece; Connecting cable; Jacobs Chuck up to diameter 6.5 mm; Pin driver; Style driver; Control unit with motor (Standardised Brands: Karl Storz) | set
| Endo button, Loop Lock Size 25 mm, sterile | Piece
| Endo button, Loop Lock Size 30 mm , sterile | Piece
| Interference screw, PEEK material, dia, 10 mm, length 30 mm, sterile | Piece
| Interference screw, PEEK material, dia. 11 mm, length 25 mm , sterile | Piece
| Interference screw, PEEK material, dia. 11 mm, length 30 mm, sterile | Piece
| Interference screw, PEEK material, dia. 9 mm, length 30 mm, sterile | Piece
| Interference screw, PEEK material, dia. 8 mm, length 30 mm, sterile | Piece
| Grasping forceps | Piece
| Endo button, Loop Lock Size 20 mm, sterile | Piece
| Interference screw, PEEK material, dia. 10 mm, length 25 mm , sterile | Piece
| Scissor | Piece
| Obturator, blunt; of Karl Storz | Piece
| Inflow cannula with sharp obturator; | Piece
| Duckbill basket punch 4.8 mm; | Piece
Calcaneus Fixation Plates | Locking screw 3.5mm, 50mm length | Piece
| Locking screw 3.5mm, 60mm length | Piece
| Locking screw 3.5mm, 55mm length | Piece
| Locking screw 3.5mm, 70mm length | Piece
| Locking screw 3.5mm, 65mm length | Piece
| Locking screw 3.5mm, 10mm length | Piece
| Locking screw 3.5mm, 20mm length | Piece
| Calcaneus locking plate, SS 3.5mm Right 64mm length | Piece
| Locking screw 3.5mm, 45mm length | Piece
| Locking screw 3.5mm, 40mm length | Piece
| Locking screw 3.5mm, 30mm length | Piece
| Locking screw 3.5mm, 35mm length | Piece
| Locking screw 3.5mm, 25mm length | Piece
| Calcaneus locking plate, SS 3.5mm Left 81mm length | Piece
| Bending template for calcaneus locking plate 3.5mm length 64mm | Piece
| Locking screw 3.5mm, 15mm length | Piece
| Calcaneus locking plate, SS 3.5mm Right 81mm length | Piece
| Calcaneus locking plate, SS 3.5mm Right 76mm length | Piece
| Calcaneus locking plate, SS 3.5mm Left 69mm length | Piece
| Calcaneus locking plate, SS 3.5mm Right 69mm length | Piece
| Calcaneus locking plate, SS 3.5mm Left 64mm length | Piece
| Bending template for calcaneus locking plate 3.5mm length 76mm | Piece
| Bending template for calcaneus locking plate 3.5mm length 81mm | Piece
| Bending template for calcaneus locking plate 3.5mm length 69mm | Piece
| Calcaneus locking plate, SS 3.5mm Left 76mm length | Piece
Cannulated Cancellous Screw System | Instrument Set for Cannulated Screw 4.0 mm, st. steel (Synthes/Zimmer or Equivalent): Contents consisting of:Direct measuring device | 2
| Instrument Set for Cannulated Screw 4.0 mm, st. steel (Synthes/Zimmer or Equivalent): Contents consisting of:Lid for 4.0mm cannulated screws instrumentation | 2
| Instrument Set for Cannulated Screw 4.0 mm, st. steel (Synthes/Zimmer or Equivalent): Contents consisting of:Stylet,dia.1.2mm | 1
| Instrument Set for Cannulated Screw 4.0 mm, st. steel (Synthes/Zimmer or Equivalent): Contents consisting of:Screw Extraction device | 1
| Instrument Set for Cannulated Screw 4.0 mm, st. steel (Synthes/Zimmer or Equivalent): Contents consisting of:4.0mm Cannulated Screw Box | 2
| Implants (4.0mm Cannulated Screws, Ti):4.0mm cannulated screws, total length/thread length : Screw length 36/12mm | Piece
| Implants (4.0mm Cannulated Screws, Ti):4.0mm cannulated screws, total length/thread length : Screw lengths 32/11mm | Piece
| Implants (4.0mm Cannulated Screws, Ti):4.0mm cannulated screws, total length/thread length : Screw length 28/9mm | Piece
| Implants (4.0mm Cannulated Screws, Ti):4.0mm cannulated screws, total length/thread length : Screw length 34/11mm | Piece
| Implants (4.0mm Cannulated Screws, Ti):4.0mm cannulated screws, total length/thread length : Screw length 40/13mm | Piece
| Implants (4.0mm Cannulated Screws, Ti):4.0mm cannulated screws, total length/thread length : Screw length 38/12mm | Piece
| Implants (4.0mm Cannulated Screws, Ti):4.0mm cannulated screws, total length/thread length : Screw length 26/9mm | Piece
| Instrument Set for Cannulated Screw 4.0 mm, st. steel (Synthes/Zimmer or Equivalent): Contents consisting of:Screw holding forceps | 1
| Implants (4.0mm Cannulated Screws, Ti):4.0mm cannulated screws, total length/thread length : Screw length 20/7mm | Piece
| Instrument Set for Cannulated Screw 4.0 mm, st. steel (Synthes/Zimmer or Equivalent): Contents consisting of:Protection sleeve,8.0/3.0 | 1
| Instrument Set for Cannulated Screw 4.0 mm, st. steel (Synthes/Zimmer or Equivalent): Contents consisting of:Top tray for 4.0mm cannulated screw instrumentation | 2
| Instrument Set for Cannulated Screw 4.0 mm, st. steel (Synthes/Zimmer or Equivalent): Contents consisting of:Basic tray for 4.0mm cannulated screw instrumentation | 1
| Instrument Set for Cannulated Screw 4.0 mm, st. steel (Synthes/Zimmer or Equivalent): Contents consisting of:Screwdriver,sw2.5,solid | 1
| Instrument Set for Cannulated Screw 4.0 mm, st. steel (Synthes/Zimmer or Equivalent): Contents consisting of:Guide wire,1.2mm dia,with threaded tip | 5
| Instrument Set for Cannulated Screw 4.0 mm, st. steel (Synthes/Zimmer or Equivalent): Contents consisting of:Drill bit,dia.2.7mm,cannulated | 2
| Instrument Set for Cannulated Screw 4.0 mm, st. steel (Synthes/Zimmer or Equivalent): Contents consisting of:Tap,cannulated for 4.0mm cannulated screws | 2
| Instrument Set for Cannulated Screw 4.0 mm, st. steel (Synthes/Zimmer or Equivalent): Contents consisting of:Screwdriver,hexagonal,cannulated sw 2.5 with holding sleeve | 1
| Instrument Set for Cannulated Screw 4.0 mm, st. steel (Synthes/Zimmer or Equivalent): Contents consisting of:Countersink,cannulated for 4.0mm cannulated screws | 1
| Implants (4.0mm Cannulated Screws, Ti):4.0mm cannulated screws, total length/thread length : Screw length 24/8mm | Piece
| Implants (4.0mm Cannulated Screws, Ti):4.0mm cannulated screws, total length/thread length : Screw lengths 22/7mm | Piece
| Implants (4.0mm Cannulated Screws, Ti):4.0mm cannulated screws, total length/thread length : Screw length 30/10mm | Piece
| Implants (4.0mm Cannulated Screws, Ti):Washer 7/0/3.6 mm for screws 2.7 to 4.0 mm, st. steel | Piece
| Guide sleeve,3.0/1.2 | Piece
Cervical Spine Surgery System | Drill sleeve with long handle 1.25mm | Piece
| Pedicle screw, Monoaxial, dia 4.2 length 32mm | Piece
| 6.0mm hard rods: Length 250mm | Piece
| Dens access in vario case | Set
| Pedicle screw( Monoaxial): Dia 4.2 mm x L 40 mm | Piece
| Spine Hard rod 5.5 mm length 400 mm, Ti | Piece
| Anterior cervical fusion instruments sets (Should include bending pliers, Bending template- Hole spacing 80 mm, Cervical distractor- Adjustable, Cervical plate holder-Lateral grasp, Cervical spine calliper- Locking plate, Distractor pin 14 mm, Drill bit with stop- dia. 3.0 mm for drilling depth up to 16 mm, Drill bit with stop-dia. 3.0 mm for drilling depth up to 12 mm, Holding sleeve for screw driver 1.8 mm, Holding sleeve for screw driver 4.0/4.5 mm, Handle with quick coupling 110 mm, Locking drill sleeve, protection sleeve for tap, screw driver for distractor Pin, Screw driver for locking screw 1.8 mm, Screw driver for screws 4.0/4.5 mm, screw driver Handle, Syn case consisting of: Basic tray height 100 mm, neutral; Lid; Lower insert; Middle insert; Screw rack with lid; Insert for plates, Tap for screws 4.5 mm, Tap for screws 4 mm & temporary fixation Pin) | set
| Pedicle screw, Monoaxial, dia 4.2 length 30mm | Piece
| Bone lever with double tip, Radiolucent, Width 30mm length 290mm | Piece
| Pedicle screw( Polyaxial): Dia 5.0 mm x L 45 mm | Piece
| Guide wire B with trocar tip, 1.25mm length 200mm for Dens screw fixation SS | Piece
| PLIF titanium cage height 13mm, length 22mm | Piece
| Spine Hard rod 5.5 mm length 400 mm, Ti, sterile | Piece
| Pedicle screw, Monoaxial, dia 4.2 length 38mm | Piece
| Pedicle screw, Monoaxial, dia 4.2 length 35mm | Piece
| Pedicle screw, Monoaxial, dia 5 length 30mm | Piece
| Pedicle screw, Monoaxial, dia 4.2 length 40mm | Piece
| Pedicle screw, Monoaxial, dia 5 length 40mm | Piece
| Pedicle screw, Monoaxial, dia 5 length 35mm | Piece
| Pedicle screw( Monoaxial): Dia 4.2 mm x L 38 mm | Piece
| Hard rod 5.0mm length 250mm | Piece
| Transverse connector Size 4 (30 - 33mm) | Piece
| Transverse connector Size 5 (33 - 38mm) | Piece
| Transverse connector Size 6 (38 - 47mm) | Piece
| Hard rod 5.0mm length 400mm | Piece
| Hard rod 6.0mm length 450mm | Piece
| Sacral screw, Polyaxial, dia 6 length 55mm | Piece
| Nut for pedicle screw | Piece
| Pedicle screw( Polyaxial): Dia 6.0 mm x L 35 mm | Piece
| Pedicle screw( Monoaxial): Dia 4.2 mm x L 30 mm | Piece
| Pedicle screw( Monoaxial): Dia 5.0 mm x L 30 mm | Piece
| Pedicle screw( Monoaxial): Dia 5.0 mm x L 35 mm | Piece
| Pedicle screw( Polyaxial): Dia 6.0 mm x L 45 mm | Piece
| Hard rod 6.0mm length 350mm | Piece
| Hard rod 6.0mm length 250mm | Piece
| Nut for Pedicle screw | Piece
| Pedicle screw( Polyaxial): Dia 5.0 mm x L 40 mm | Piece
| 6.0mm hard rods: Length 350mm | Piece
| PLIF titanium cage height 9mm, length 21mm | Piece
| Pedicle screw( Polyaxial): Dia 4.2 mm x L 32 mm | Piece
| Pedicle screw( Polyaxial): Dia 5.0 mm x L 35 mm | Piece
| Pedicle screw( Polyaxial): Dia 4.2 mm x L 40 mm | Piece
| Pedicle screw( Polyaxial): Dia 4.2 mm x L 35 mm | Piece
| Pedicle screw( Polyaxial): Dia 5.0 mm x L 30 mm | Piece
| Pedicle screw( Polyaxial): Dia 4.2 mm x L 38 mm | Piece
| Pedicle screw( Polyaxial): Dia 6.0 mm x L 40 mm | Piece
| Pedicle screw( Monoaxial): Dia 5.0 mm x L 40 mm | Piece
| Pedicle screw( Monoaxial): Dia 4.2 mm x L 35 mm | Piece
| Pedicle screw, Monoaxial, dia 5 length 45mm | Piece
| Pedicle screw( Polyaxial): Dia 4.2 mm x L 30 mm | Piece
| Pedicle screw( Monoaxial): Dia 6.0 mm x L 45 mm | Piece
| Pedicle screw( Monoaxial): Dia 6.0 mm x L 40 mm | Piece
| Pedicle screw( Polyaxial): Dia 6.0 mm x L 50 mm | Piece
| Pedicle screw( Monoaxial): Dia 5.0 mm x L 45 mm | Piece
| Pedicle screw( Monoaxial): Dia 4.2 mm x L 32 mm | Piece
| Pedicle screw( Monoaxial): Dia 6.0 mm x L 50 mm | Piece
| Pedicle screw( Monoaxial): Dia 6.0 mm x L 35 mm | Piece
| Titanium rod diam 3.5mm, length 240mm | Piece
| Tap for screws 4.35mm | Piece
| Pedicle screw, Monoaxial, dia 6 length 50mm | Piece
| Titanium rod diam 3.5mm, length 120mm | Piece
| Pedicle screw, Polyaxial, dia 3.5 length 18mm | Piece
| Pedicle screw, Polyaxial, dia 3.5 length 22mm | Piece
| PLIF titanium cage height 8mm, length 23mm | Piece
| Pedicle screw, Polyaxial, dia 3.5 length 16mm | Piece
| Pedicle screw, Monoaxial, dia 6 length 45mm | Piece
| Posterior cervical system instrument set: Screwdriver Shaft Stardrive for Torque Limiter 2.5 Nm, for Quick Coupling, Kirschner Wire diameter 2.4 mm with Stop length 170 mm, Depth Gauge for Screws diameter 3.5 to 4mm length 50 mm, Drill Bit diameter 3.2 mm with Stop, 2-flute for Quick Coupling, Drill Sleeve with Scale, for Drill Bits diameter 3.2 mm, Pedicle Probe diameter 2.4 mm straight, Pedicle Probe diameter 2.4 mm curved, Tap for Cancellous Bone Screws diameter 4.5 mm for Quick Coupling, Guide Sleeve for Tap diameter 3.5 mm and 4.5 mm, Holding Sleeve with thread, Screwdriver Shaft Stardrive for Locking Screw, T15 for Quick Coupling, Cutting Pliers for Rods, Bending Pliers for Rods diameter 3.5 mm, Holding Forceps for Rods dia 3.5 mm, Bending Iron for Rods dia 3.5 mm left, Bending Iron for Rods dia 3.5 mm right, Rod Pusher, Rod Introduction Instrument, Handle for Rod Introduction Instrument with Speed Nut, Distraction Forceps, Compression Forceps, Holding Forceps for Implants, Alignment Tool, Handle with Torque Limiter, 2.0 Nm, with Quick Coupling, Handle with Ratchet Wrench for Quick Coupling, small, T-Handle with Ratchet Wrench for Quick Coupling, outer Sleeve for Holding Sleeve, Hexagonal Screwdriver Shaft, cross pinned for Quick Coupling, Tap for Cancellous Bone Screws dia 3.5 mm for Quick Coupling, Handle with Quick Coupling, Crimper for Transverse Connectors, Drill Sleeve with Scale, for Drill Bit dia 2.4 mm, Drill Bit dia 2.4 mm with Stop, 2-fl ute for Quick Coupling, Awl dia 3.5 mm, length 179.5 mm, Holding Forceps for Rods dia 3.5 mm, length 181 mm, Feeler, straight, with rounded tip, Trial Rod dia 3.5 mm, Tap for Cortex Screw dia 3.5 mm, length 185 mm for Quick Coupling, Rod Shearer for dia 4.0 mm, Screwdriver, hexagonal dia7.5 mm, Torque Limiter 2.5 Nm, for Locking Nut dia 7.5 mm, Top-Loading Implant Remover, Rod Pusher for Rods dia 4.0 mm, Rod Introduction Instrument dia 4.0 mm | Set
| Pedicle screw, Monoaxial, dia 6 length 40mm | Piece
| Pedicle screw, Monoaxial, dia 6 length 35mm | Piece
| Sacral screw, Polyaxial, dia 6 length 55mm | Piece
| Sacral screw, Polyaxial, dia 6 length 60mm | Piece
Anterior cervical fusion screws
Anterior fixation of odontoid fracture instrument set
Anterior cervical fusion instruments
Cannulated screws for dens access
Anterior cervical fusion plates
Pedicle screws
| Countersink, Cannulated, Short for cannulated screws B 3.5mm | Piece
Pedicle screws, Monoaxial
| PLIF titanium cage height 10mm, length 21mm | Piece
| PLIF titanium cage height 10mm, length 20mm | Piece
| PLIF titanium cage height 9mm, length 23mm | Piece
| PLIF titanium cage height 10mm, length 23mm | Piece
| PLIF titanium cage height 10mm, length 22mm | Piece
| PLIF titanium cage height 11mm, length 21mm | Piece
| Pedicle screw, Polyaxial, dia 3.5 length 12mm | Piece
| PLIF titanium cage height 11mm, length 22mm | Piece
| PLIF titanium cage height 11mm, length 23mm | Piece
| PLIF titanium cage height 12mm, length 20mm | Piece
| Pedicle screw, Polyaxial, dia 3.5 length 20mm | Piece
| 6.0mm hard rods: Length 450mm | Piece
| Pedicle screw, Polyaxial, dia 3.5 length 30mm | Piece
| Pedicle screw, Polyaxial, dia 3.5 length 28mm | Piece
| Pedicle screw, Polyaxial, dia 3.5 length 26mm | Piece
| Pedicle screw, Polyaxial, dia 3.5 length 24mm | Piece
| PLIF titanium cage height 8mm, length 21mm | Piece
| PLIF titanium cage height 11mm, length 20mm | Piece
| PLIF titanium cage height 12mm, length 22mm | Piece
| PLIF titanium cage height 9mm, length 22mm | Piece
| PLIF titanium cage height 9mm, length 21mm | Piece
| PLIF titanium cage height 9mm, length 20mm | Piece
| PLIF titanium cage height 8mm, length 22mm | Piece
| Anterior fixation of odontoid fracture instrument set (Bone lever with double tip-Radiolucent-Width 30 mm length 290 mm, Cleaning stylet B-1.25 mm for cannulated instruments, Countersink-Cannulated-Short for cannulated screws B 3.5 mm, Dens access in vario case, Drill sleeve with long handle 1.25 mm, Guide wire B with trocar tip-1.25 mm length 200 mm for Dens screw fixation SS, Screwdriver-Cannulated- Angled-with transmission for cannulated screw B 3.5 mm, screw Forceps, Self-holding & Screw length indicator for Dens screw fixation length 190 mm) | set
| Hard rods, 5.0mm, Length 350mm | Piece
| Pedicle screw, Polyaxial, dia 6 length 50mm | Piece
| Cervical distractor, Adjustable | Piece
| Handle with quick coupling 110mm | Piece
| Pedicle screw, Polyaxial, dia 3 length 35mm | Piece
| Pedicle screw, Polyaxial, dia 3.5 length 30mm | Piece
| Pedicle screw, Polyaxial, dia 4 length 50mm | Piece
| Screw forceps, Self-holding | Piece
| Pedicle screw, Polyaxial, dia 5 length 40mm | Piece
| Pedicle screw, Polyaxial, dia 6mm, length 40mm | Piece
| Pedicle screw, Polyaxial, dia 6mm, length 45mm | Piece
| Cervical spine locking plate 4.4/4.35, Hole spacing 31mm length 39mm, Level 2 | Piece
| Cervical spine locking plate 4.4/4.35, Hole spacing 26mm length 34mm, Level 1 | Piece
| Cervical spine locking plate 4.4/4.35, Hole spacing 28mm length 36mm, Level 2 | Piece
| Cervical spine locking plate 4.4/4.35, Hole spacing 34mm length 42mm, Level 2 | Piece
| Pedicle screw, Polyaxial, dia 3.5 length 14mm | Piece
| Cleaning stylet B, 1.25mm for cannulated instruments | Piece
| PLIF titanium cage height 12mm, length 23mm | Piece
| Screwdriver, Cannulated, Angled, with transmission for cannulated screw B 3.5mm | Piece
| PLIF titanium cage height 12mm, length 21mm | Piece
| Cervical spine locking plate 4.4/4.35, Hole spacing 18mm length 26mm, Level 1 | Piece
| Cervical spine locking plate 4.4/4.35, Hole spacing 14mm length 22mm, Level 1 | Piece
| Cervical spine locking plate 4.4/4.35, Hole spacing 16mm length 24mm, Level 1 | Piece
| Cervical spine locking plate 4.4/4.35, Hole spacing 22mm length 30mm, Level 1 | Piece
| Cervical spine locking plate 4.4/4.35, Hole spacing 40mm length 48mm, Level 2 | Piece
| Cervical spine locking plate 4.4/4.35, Hole spacing 20mm length 28mm, Level 1 | Piece
| Cervical spine locking plate 4.4/4.35, Hole spacing 24mm length 32mm, Level 1 | Piece
| Syn case consisting of: Basic tray height 100mm, neutral; Lid; Lower insert; Middle insert; Screw rack with lid; Insert for plates | Set
| Temporary fixation pin | Piece
| Screw driver for screws 4.0/4.35mm | Piece
| Screw driver for locking screw 1.8mm | Piece
| Cervical plate holder, Lateral grasp | Piece
| Bending template, Hole spacing 80mm | Piece
| Bending pliers | Piece
| Holding sleeve for screw driver 1.8mm | Piece
| Distractor pin 14mm | Piece
| Drill bit with stop, dia. 3.0mm for drilling depth upto 14mm | Piece
| Drill bit with stop, dia. 3.0mm for driling depth upto 16mm | Piece
| Drill bit with stop, dia. 3.0mm for drilling depth upto 12mm | Piece
| Cervical spine calliper, Locking plate | Piece
| Locking drill sleeve | Piece
| Screw driver for distractor pin | Piece
| Protection sleeve for tap | Piece
| Hard Rods | Piece
| Screw length indicator for Dens screw fixation length 190mm | Piece
| Pedicle screw, Polyaxial, dia 5 length 45mm | Piece
| Screw driver handle | Piece
| Hard rods, 5.0mm, Length 250mm | Piece
| Pedicle screw, Polyaxial, dia 6mm length 35mm | Piece
| Pedicle screw, Polyaxial, dia 5 length 50mm | Piece
| Tap for screws 4mm | Piece
| Holding sleeve for screw driver 4.0/4.35mm | Piece
| Cannulated screw for dens access, Self-drilling with short thread 30mm, Ti | Piece
| Cervical spine locking plate 4.4/4.35, Hole spacing 43mm length 51mm, Level 2 | Piece
| Cervical spine locking plate 4.4/4.35, Hole spacing 37mm length 45mm, Level 2 | Piece
| Cannulated screw for dens access, Self-drilling with short thread 28mm, Ti | Piece
| Cervical spine locking plate 4.4/4.35, Hole spacing 46mm length 54mm, Level 2 | Piece
| Cervical spine locking plate 4.4/4.35, Hole spacing 63mm length 71mm, Level 3 | Piece
| Pedicle screw, Polyaxial, dia 5 length 35mm | Piece
| Cervical spine locking plate 4.4/4.35, Hole spacing 60mm length 68mm, Level 3 | Piece
| Cervical spine locking plate 4.4/4.35, Hole spacing 57mm length 65mm, Level 3 | Piece
| Cervical spine locking plate 4.4/4.35, Hole spacing 54mm length 62mm, Level 3 | Piece
| Cervical spine locking plate 4.4/4.35, Hole spacing 51mm length 59mm, Level 3 | Piece
| Cervical spine locking plate 4.4/4.35, Hole spacing 48mm length 56mm, Level 3 | Piece
| Cervical spine expansion head screw 4.0mm length 16mm Ti | Piece
| Cervical spine locking plate 4.4/4.35, Hole spacing 69mm length 77mm, Level 3 | Piece
| Cervical spine locking plate 4.4/4.35, Hole spacing 66mm length 74mm, Level 3 | Piece
| Cervical spine expansion head screw 4.0mm length 14mm Ti | Piece
| Cervical spine locking plate 4.4/4.35, Hole spacing 45mm length 53mm, Level 3 | Piece
| Cervical spine expansion head screw 4.0mm length 12mm Ti | Piece
| Cervical spine expansion head screw 4.0mm length 12mm SS | Piece
| Cervical spine expansion head screw 4.0mm length 14mm SS | Piece
| Cannulated screw for dens access, Self-drilling with short thread 12mm, Ti | Piece
| Locking screw 1.8mm Ti | Piece
| Cervical spine expansion head screw 4.0mm length 16mm SS | Piece
| Cannulated screw for dens access, Self-drilling with short thread 42mm, Ti | Piece
| Cannulated screw for dens access, Self-drilling with short thread 32mm, Ti | Piece
| Pedicle screw, Polyaxial, dia 4 length 45mm | Piece
| Pedicle screw, Polyaxial, dia 3 length 30mm | Piece
| Cannulated screw for dens access, Self-drilling with short thread 40mm, Ti | Piece
| Cannulated screw for dens access, Self-drilling with short thread 36mm, Ti | Piece
| Cannulated screw for dens access, Self-drilling with short thread 34mm, Ti | Piece
| Cannulated screw for dens access, Self-drilling with short thread 38mm, Ti | Piece
| Cannulated screw for dens access, Self-drilling with short thread 46mm, Ti | Piece
| Cannulated screw for dens access, Self-drilling with short thread 50mm, Ti | Piece
| Cannulated screw for dens access, Self-drilling with short thread 44mm, Ti | Piece
| Cannulated screw for dens access, Self-drilling with short thread 48mm, Ti | Piece
| Pedicle screw, Polyaxial, dia 4 length 40mm | Piece
| Pedicle screw, Polyaxial, dia 4 length 35mm | Piece
| Pedicle screw, Polyaxial, dia 3 length 40mm | Piece
| Pedicle screw, Polyaxial, dia 4 length 30mm | Piece
| Pedicle screw, Polyaxial, dia 3.5 length 40mm | Piece
| Pedicle screw, Polyaxial, dia 3.5 length 35mm | Piece
Cotton cast padding (soft rolls) | Cotton cast padding (soft rolls) : Size 10cm x 3m | Roll
| Cotton cast padding (soft rolls) : Size 15cm x3m | Roll
Dressing materials for advanced wound management | Adhesive incise drape, eg. OPSITE Incise, 45 x 55cm | 10/Pack
| Hydrocellularantimicrbial foam dressings, eg. Allevyn Ag Gentle Border, 12.5 x 12.5cm | 10/Pack
| Hydrofiber Dressing, eg. Aquacel Ag Surgical, 9 x 25cm | 10/Pack
| Hydrofiber Dressing, eg. Aquacel Ag Surgical, 9 x 15cm | 10/Pack
| Adhesive incise drape, eg. OPSITE Incise, 30 x 28cm | 10/Pack
| Adhesive film dressing with absorbent pad, eg. OPSITE Post-Op, 15.5 x 8.5cm | 20/Box
| Adhesive film dressing with absorbent pad, eg. OPSITE Post-Op, 25 x 10cm | 20/Box
| Absorbent dressing with adhesive border, eg. PRIMAPORE, 25x10cm | 20/Box
| Knited elastic fixation bandage (Tensofix): Size: 10 x 2.4m unstretched and 4m stretched | Roll
| Hydrofiber Dressing, eg. Aquacel Foam Adhesive, 17.5 x 17.5cm | 10/Pack
| Hydrocellularantimicrbial foam dressings, eg. Allevyn Ag Gentle Border, 17.5 x 17.5cm | 10/Pack
| Absorbent dressing with adhesive border, eg. PRIMAPORE, 15 x 8cm | 20/Box
| Hydrofiber Dressing, eg. Aquacel Foam Sacral, 20 x 16.9cm | 5/Pack
Dynamic Hip and Condylar Screw System | Dynamic hip and condylar screw instrument set: Consisting of Direct measuring device 40-150mm; One step insertion wrench; Lag screwdriver Hex 7mm; Impactor 9mm; Impactor 20mm; Angle guides 135°; Angle guides 145°; Angle guides 150°; Drill guide, 90°; DHS Reaming head (long); DHS Reaming head (short); DCS Reaming head; Centering sleeve for one-step insertion wrench; Centering sleeve, Long; Screw tap 4.5mm; T-handle, with quick coupling; Threaded guide wire 2.5mm, dia., spade point, 230mm length; Kirschner wire 150mm, trocar point; Depth guide, 20-90mm; DCS Hip drill guide 3.2mm; Screwdriver hex 3.5mm + Holding sleeve; Tap for 4.5mm cortex and 4.5mm shaft screws; Tap for 6.5mm cortex and 6.5mm shaft screws; Double drill screws 4.5mm/3.2mm; Double drill screws 6.5mm/3.2mm; Drill bit 3.2mm ; Drill bit 4.5mm; Graphic case | Set
| DHS plate 145°, Long barrel 4 holes | Piece
| Dynamic hip and condylar screw instrument set: Consisting of Direct measuring device 40-150mm; One step insertion wrench; Lag screwdriver Hex 7mm; Impactor 9mm; Impactor 20mm; Angle guides 135°; Angle guides 145°; Angle guides 150°; Drill guide, 90°; DHS Reaming head (long); DHS Reaming head (short); DCS Reaming head; Centering sleeve for one-step insertion wrench; Centering sleeve, Long; Screw tap 4.5mm; T-handle, with quick coupling; Threaded guide wire 2.5mm, dia., spade point, 230mm length; Kirschner wire 150mm, trocar point; Depth guide, 20-90mm; DCS Hip drill guide 3.2mm; Screwdriver hex 3.5mm + Holding sleeve; Tap for 4.5mm cortex and 4.5mm shaft screws; Tap for 6.5mm cortex and 6.5mm shaft screws; Double drill screws 4.5mm/3.2mm; Double drill screws 6.5mm/3.2mm; Drill bit 3.2mm ; Drill bit 4.5mm; Graphic case, screw box | Set
| DHS plate 135°, Short barrel 4 holes | Piece
| DHS plate 135°, Long barrel 4 holes | Piece
| DHS plate 150 degree, 4 holes | Piece
| DHS plate 145 degree, 4 holes | Piece
| DHS plate 135°, Short barrel 6 holes | Piece
| DHS/DCS Screw, SS, length 60mm | Piece
| DHS/DCS Screw, SS, length 65mm | Piece
| DHS/DCS Screw, SS, length 70mm | Piece
| DCS plate 95°, 6 holes | Piece
| DHS plate 135 degree, 5 holes | Piece
| DHS plate 135 degree, 6 holes | Piece
| DHS plate 150°, Long barrel 5 holes | Piece
| DHS plate 135°, Short barrel 5 holes | Piece
| DHS plate 135°, Long barrel 5 holes | Piece
| DHS plate 145°, Short barrel 6 holes | Piece
| DHS plate 135°, Long barrel 6 holes | Piece
| DHS plate 150°, Long barrel 4 holes | Piece
Implants
| Plates | Section Header
| DHS/DCS Screw, SS, length 80mm | Piece
| DHS/DCS Screw, SS, length 75mm | Piece
| DHS plate 150°, Short barrel 5 holes | Piece
| DHS/DCS Lag screw, length 105mm SS | Piece
Instrument set
| DHS/DCS Lag screw, length 90mm SS | Piece
| DHS/DCS Lag screw, length 70mm SS | Piece
| DHS/DCS Lag screw, length 110mm SS | Piece
| DHS/DCS Lag screw, length 100mm SS | Piece
| DHS plate 145°, Long barrel 6 holes | Piece
| DHS plate 145°, Short barrel 5 holes | Piece
| DHS plate 145°, Long barrel 5 holes | Piece
| DHS plate 145°, Short barrel 4 holes | Piece
| DHS/DCS Lag screw, length 65mm SS | Piece
| DHS plate 150°, Short barrel 6 holes | Piece
| Compression screw, length 36mm SS | Piece
| DHS/DCS Lag screw, length 60mm SS | Piece
| DCS plate 95°, 8 holes | Piece
| DHS plate 150°, Short barrel 4 holes | Piece
| DCS plate 95°, 14 holes | Piece
| DCS plate 95°, 12 holes | Piece
| DCS plate 95°, 10 holes | Piece
| DHS/DCS Lag screw, length 95mm SS | Piece
| DHS/DCS Lag screw, length 80mm SS | Piece
| DHS/DCS Lag screw, length 85mm SS | Piece
| DHS/DCS Lag screw, length 75mm SS | Piece
| DHS plate 150°, Long barrel 6 holes | Piece
| DHS plate 135 degree, 4 holes | Piece
| DCS plate 95 degree, 6 holes | Piece
Electric / battery Powered Bone Drills | Drilling and Reaming Attachments consisting of: 1. Small Synthes Quick Connect 2. Stryker 1/4' Adjustable Jacob's Chuck ( keyed) 3. Synthes' Reaming Attachment (Large) 4. Synthes' DHS Reaming Attachment 5. Wire Collet (0.7mm -2.8mm) 6. Pin Collect (2.0mm-4.0mm) | Piece
| Accessories consisting of: 1. Battery Charger 2. Batteries (3 pairs) 3. Aseptic Battery Kit 4. Sterilization Case for 3 hand Pieces 5.Saw Blades all sizes (3 pairs) | Piece
| Hand Pieces: 1. Duel Trigger Rotatory Hand Piece 2. Sagittal Saw Hand Piece | Piece
Eshmarch | Bandage Scissor, Lister, 18cm, 7 inch | Piece
| Eshmarch : 5m long and 15cm wide | Piece
| Eshmarch : 5m long and 7.5cm wide | Piece
| Eshmarch : 5m long 10cm wide | Piece
| Oscillating Plaster Saw, 220V/50Hz with the following parts: a. Two Spanners to exchange the saw blades; b. Spare saw blade (dia. 50mm); c. Spare saw blade (dia. 65mm); c. Spare saw blade (dia. 65mm); d. Spare saw blade, special hardness, (dia. 50mm); e. Spare saw blade, special hardness, (dia. 65mm);f. Plaster Spreader, 22. 5cm, 9 inch | Piece
| Plaster-of- Paris Shears (Plaster cutting scissors): Bruns, 24 cm, 9 1/2 inch | Piece
| Bandage Scissor, Lister, 14.5 cm, 43/4 inch | Piece
| Plaster Spreader, 22. 5cm, 9 inch | Piece
External Fixator System, Ilizarov | Connecting plate, 3 holes | Piece
| Connecting plate, 3 holes, Threaded | Piece
| Threaded rods, 400mm long | Piece
| Connecting plate, 2 holes, Threaded | Piece
| Connecting plate, 2 holes | Piece
| Connecting plate, 1 hole | Piece
| Connecting bolt, Long | Piece
| Connecting bolt | Piece
| Half rings, dia. 80mm | Piece
| Speed nut | Piece
| Schanz screw bolt, Cannulated ring mount | Piece
| Angular distractor, Pivot | Piece
| Angular distractor | Piece
| Half rings, dia. 180mm | Piece
| Threaded rods, 350mm long | Piece
| Half rings, dia. 200mm | Piece
| Threaded rods, 300mm long | Piece
| Tensioner | Piece
| Slotted socket wrench 11mm | Piece
| Threaded rods, 250mm long | Piece
| Threaded rods, 200mm long | Piece
| Threaded rods, 150mm long | Piece
| Threaded rods, 100mm long, Slotted | Piece
| Threaded rods, 80mm long, Slotted | Piece
| Threaded rods, 60mm long, Slotted | Piece
| Oblique support | Piece
| Spacing washer 4mm | Piece
| Spacing washer 2mm | Piece
| Spacing washer 1mm | Piece
| Wire post, Tall | Piece
| Wire post, Short | Piece
| Nut | Piece
| Square nut | Piece
| Wire bolt offset | Piece
| Wire bolt slotted | Piece
| Reduction wire (Olive), 2.0mm dia., length 400mm | Piece
| Reduction wire (Olive), 1.8mm dia., length 400mm | Piece
| Smooth wire 2.0mm dia., length 400mm | Piece
| Smooth wires 1.8mm dia., length 400mm | Piece
| Connecting plate, 5 holes, Threaded | Piece
| Schanz screw bolt | Piece
| Drive adapter with quick coupling for 5mm schanz screw | Piece
| Linear distractor 250mm long, 215mm travel | Piece
| Linear distractor 180mm long, 145mm travel | Piece
| Split tissue protection sleeve 2.5mm | Piece
| Half rings, dia. 140mm | Piece
| Washer, 7.0mm | Piece
| Schanz screw clamp, Pivot | Piece
| Locking hinge | Piece
| Smooth wire 1.5mm dia., length 400mm | Piece
| Eye bolt | Piece
| Reduction wire (Olive), 1.5mm dia., length 400mm | Piece
| Threaded rods, 120mm long | Piece
| Schanz screw bolt, Cannulated post mount | Piece
| Half rings, dia. 110mm | Piece
| Half rings, dia. 150mm | Piece
| Half rings, dia. 160mm | Piece
| Full rings, dia. 140mm | Piece
| Full rings, dia. 160mm | Piece
| Full rings, dia. 200mm | Piece
| Linear distractor 60mm long, 25mm travel | Piece
| Linear distractor 120mm long, 85mm travel | Piece
| Split tissue protection sleeve 5mm | Piece
| Backup tensioner | Piece
| Wrench, Patient 8mm/11mm | Piece
| Pliers, Bending/Cutting | Piece
| Trocar 3.5mm, 118mm long | Piece
| Drill sleeve handle | Piece
| Drill sleeve 5mm/3.5mm, 107mm long | Piece
| Drill sleeve, Threaded 6mm/5mm, 98mm long | Piece
| Graphic case for distraction osteogenesis system implant and instrument graphic case set | Set
| Half rings, dia. 130mm | Piece
| Drill bit 3.5mm, Quick coupling 195mm | Piece
| Universal chuck, Small with T-handle | Piece
| Half rings, dia. 100mm | Piece
| Connecting plate, 5 holes | Piece
| Half rings, dia. 120mm | Piece
| Connecting plate, 4 holes, Threaded | Piece
| Wrench 8mm/11mm | Piece
| Ratchet wrench 11mm | Piece
| Connecting plate, 4 holes | Piece
External Fixator System, Large | Small External Fixator Implants | Nos
| Cancellous screw, Self taping, 6.5mm, Thread length 32mm, Screw length 90 mm SS | Piece
| Cancellous screw, Self taping, 6.5mm, Thread length 32mm, Screw length 95mm SS | Piece
| Cancellous screw, Self taping, 6.5mm, Thread length 32mm, Screw length 95 mm SS | Piece
| Small External Fixator Implants:2.5 mm Kirscher Wire, 150 mm, trocar point | Piece
| Schanz screw, Self tapping dia. 5.0mm, Length 80mm | Piece
| Connecting bar, SS, dia. 11.0mm length 300mm | Piece
| Large External Fixator Instruments, consisting of:Socket Wrench, 11 mm width across flats | 1
| Schanz Screw 4.0mm, self drilling, total length 80mm | Piece
| Connecting bar, SS, dia. 11.0mm length 250mm | Piece
| Schanz Screw 4.0mm, self drilling, total length 100mm | Piece
| Schanz Screws for small & large external fixator, thread length 20mm Schanz Screw 4.0mm, self drilling, total length 60mm | Piece
| Schanz Screws for small & large external fixator, thread length 20mmSchanz Screw 4.0/3.0 self drilling, total length 80mm | Piece
| Schanz Screw 4.0mm, self drilling, total length 120mm | Piece
| Schanz Screws for small & large external fixator, thread length 20mmSchanz Screw 4.0/3.0 self drilling, total length 100mm | Piece
| Schanz Screw, 4.5mm, self drilling, total length 175mm | Piece
| Large External Fixator Components: Tube-to-tube clamps | Piece
| Large External Fixator Instruments, consisting of:Combination Wrench, 11 mm width across flats | 1
| Large External Fixator Components: Open clamps | Piece
| Connecting bar, SS, dia. 11.0mm length 180mm | Piece
| Connecting bar, SS, dia. 11.0mm length 200mm | Piece
| Connecting bar, SS, dia. 11.0mm length 350mm | Piece
| Open clamp, Rod to pin 11.0mm/5.0mm | Piece
| Open clamp, Rod to rod 11.0mm/11.0mm | Piece
| Schanz screw, Self tapping dia. 5.0mm, Length 100mm | Piece
| Schanz screw, Self tapping dia.5.0mm, Length 60mm | Piece
| Small External Fixator Implants:2.0 mm Kirscher Wire, 150 mm, trocar point | Piece
| Small External Fixator Instruments, consisting of:Socket Wrench, 7 mm width across flats | 1
| Connecting bar, SS, dia. 11.0mm length 80mm | Piece
| Large External Fixator Components: Universal clamp | Piece
| Large External Fixator Components: Transverse clamp | Piece
| Implants1 | Section header
| Rod to pin clamp 11.0mm/5.0mm | Piece
| Rod to rod clamp 11.0mm/11.0mm | Piece
| Connecting bar, SS, dia. 11.0mm length 60mm | Piece
| Connecting bar, SS, dia. 11.0mm length 120mm | Piece
| Connecting bar, SS, dia. 11.0mm length 100mm | Piece
| Schanz screw, Self tapping dia. 5.0mm, Length 120mm | Piece
| Small External Fixator Instruments, consisting of:Combination Wrench, 7 mm width across flats | 1
| Small External Fixator Instruments, consisting of:Small External Fixator Drill Sleeve System | 1
| Small External Fixator Graphic Case with graphic outlines, complete with cover | Piece
| Small External Fixator Implants:1.6 mm Kirscher Wire, 150 mm, trocar point | Piece
| Schanz Screw 4.0mm, self drilling, total length 140mm | Piece
| Schanz Screw 4.0mm, self drilling, total length 160mm | Piece
| Schanz Screw 4.0mm, self drilling, total length 175mm | Piece
| Schanz Screw, 5.0mm, self drilling, total length 175mm | Piece
| Schanz Screw, 4.5mm, self drilling, total length 150mm | Piece
| Schanz Screw, 5.0mm, self drilling, total length 150mm | Piece
| Spring-loaded nut | Piece
| Large External Fixator Components: Universal Joint for two tubes | Piece
| Reduction wires (olive wire) for Illizarov Fixator Reduction wire (olive), 1.8mm | Piece
| Large External Fixator Instruments, consisting of: Large External Fixator Drill Sleeve System | 1
| Large external fixator set: Drill bit, dia. 4.5mm for quick coupling, length 195/170mm; Drill bits, dia. 3.5mm for quick coupling, length 195/170mm; Combination wrench 11mm; Socket wrench 11mm; Drill assembly, complete for large external fixator | Set
| Connecting bar, SS, dia. 11.0mm length 140mm | Piece
| Connecting bar, SS, dia. 11.0mm length 160mm | Piece
External Fixator System, Small | Schanz screw, Self tapping dia. 4.0/3.0mm, length 80mm | Piece
| Schanz screw, Self tapping dia. 4.0/3.0 mm, length 120mm | Piece
| Schanz screw, Self tapping dia. 4.0mm, length 120mm | Piece
| Schanz screw, Self tapping dia. 4.0/3.0 mm, length 100mm | Piece
| Schanz screw, Self tapping dia. 4.0/3.0 mm, length 60mm | Piece
| Schanz screw, Self tapping dia. 4.0/3.0 mm, length 80mm | Piece
| Connecting bar, SS, dia 4.0mm length 120mm | Piece
| Kirscher wire, Trocar point, 1.6 mm, 150 mm, SS | Piece
| Kirscher wire, Trocar point, 1.6mm, 150mm | Piece
| Connecting bar, SS, dia 4.0mm length 100mm | Piece
| Small external fixator set: Consisting of Drill bit, dia. 2.0mm for quick coupling, length 100/75mm; Drill bits, dia. 2.5mm for quick coupling, length 110/85mm; Combination wrench 7mm; Socket wrench 7mm; Drill assembly complete for small external fixator | Set
| Schanz screw, Self tapping dia. 4.0mm, length 80mm | Piece
| Connecting bar, SS, dia 4.0mm length 200mm | Piece
| Connecting bar,SS, dia 4.0mm length 180mm | Piece
| Connecting bar, SS, dia 4.0mm length 160mm | Piece
| Connecting bar, SS, dia 4.0mm length 140mm | Piece
| Connecting bar, SS, dia 4.0mm length 60mm | Piece
| Schanz screw, Self tapping dia. 4.0mm, length 60mm | Piece
| Rod to pin clamp 4.0mm/2.5mm | Piece
| Open clamp, Rod to pin 4.0mm/2.5mm | Piece
| Kirscher wire, Trocar point, 2.5mm, 150mm | Piece
| Rod to rod clamp 4.0mm/4.0mm | Piece
| Connecting bar, SS, dia 4.0mm length 80mm | Piece
| Open clamp, Rod to rod 4.0mm/4.0mm | Piece
| Spring-loaded nut | Piece
| Schanz screw, Self tapping dia. 4.0mm, length 100mm | Piece
| Kirscher wire, Trocar point, 2.0mm, 150mm | Piece
| Kirscher wire, Trocar point, 2.5 mm, 150 mm, SS | Piece
Schanz screws
| Kirscher wire, Trocar point, 2.0 mm, 150 mm, SS | Piece
| Fixation components | Section header
| Implants | Section header
Fragment System, Large | L-Buttress, Holes 4, Left | Piece
| Washer 7/0/3.6mm for screws 2.7 - 4.0mm SS | Piece
| Lateral Tibial head buttress plate, Holes 13; Right | Piece
| Cannulated screw 7.0mm, Thread length 32mm, Screw length 60mm SS | Piece
| Lateral Tibial head buttress plate, Holes 11; Right | Piece
| Cannulated screw 4.0mm, Total length/thread length 32/11mm SS | Piece
| Cannulated screw 7.0mm, Thread length 16mm, Screw length 65mm SS | Piece
| LC-Dynamic compression plate, Narrow holes 12 | Piece
| Hook plate for greater trochantric fractures, Holes 6 | Piece
| Cannulated screw 7.0mm, Thread length 16mm, Screw length 55mm SS | Piece
| Cannulated screw 6.5mm, Thread length 32mm, Screw length 80mm SS | Piece
| Cannulated screw 6.5mm, Thread length 32mm, Screw length 75mm SS | Piece
| Cloverleaf plate, 7 holes | Piece
| Cannulated screw 6.5mm, Thread length 32mm, Screw length 60mm SS | Piece
| Cannulated screw 6.5mm, Thread length 32mm, Screw length 55mm SS | Piece
| Cannulated screw 6.5mm, Thread length 32mm, Screw length 70mm SS | Piece
| Cannulated screw 6.5mm, Thread length 32mm, Screw length 100mm SS | Piece
| Cannulated screw 6.5mm, Thread length 16mm, Screw length 90mm SS | Piece
| Cannulated screw 6.5mm, Thread length 16mm, Screw length 85mm SS | Piece
| Hook plate for greater trochantric fractures, Holes 4 | Piece
| Cannulated screw 6.5mm, Thread length 16mm, Screw length 80mm SS | Piece
| Cobra head plate, Round hole for femur,10 holes | Piece
| Cobra head plate, Round hole for femur, 9 holes | Piece
| Cobra head plate, Round hole for femur, 11 holes | Piece
| Cannulated screw 6.5mm, Thread length 32mm, Screw length 50mm SS | Piece
| Cannulated screw 6.5mm, Thread length 16mm, Screw length 60mm SS | Piece
| Distal femoral plate (Condylar plate), Holes 11, Left | Piece
| Cannulated screw 6.5mm, Thread length 16mm, Screw length 55mm SS | Piece
| Distal femoral plate (Condylar plate), Holes 11, Right | Piece
| Cannulated screw 4.0mm, Total length/thread length 40/13mm SS | Piece
| Cannulated screw 6.5mm, Thread length 16mm, Screw length 50mm SS | Piece
| Cannulated screw 7.0mm, Thread length 32mm, Screw length 75mm SS | Piece
| Washer 13.0/6.6mm for screws 4.5 - 6.5mm, SS | Piece
| Cloverleaf plate, 4, 5 & 6 holes | Piece
| Cannulated screw 6.5mm, Thread length 16mm, Screw length 100mm SS | Piece
| Cobra head plate, Round hole for femur, 8 holes | Piece
| LC-Dynamic compression plate, Broad, 6-16 holes- (6, 8, 10, 12, 14 & 16) | Piece
| Lateral Tibial head buttress plate, Holes 7-13; Left (7,9,11 & 13) | Piece
| L-Buttress, Holes 4, 5 & 6, Left | Piece
| Lateral Tibial head buttress plate, Holes 7-13; Right (7,9,11 & 13) | Piece
| Cannulated screw 4.0mm, Total length/thread length 14/5mm SS | Piece
| Cancellous screw, Self taping, 6.5mm, Thread length 32mm, Screw length 70mm SS | Piece
| Cannulated screw 4.0mm, Total length/thread length 18/5mm SS | Piece
| T-Butress plate, Holes 4, 5 & 6 | Piece
| Distal femoral plate (Condylar plate), Holes 7-15, Left (9, 11, 13 and 15) | Piece
| Cannulated screw 4.0mm, Total length/thread length 22/5mm SS | Piece
| Cannulated screw 4.0mm, Total length/thread length 26/5mm SS | Piece
| Cannulated screw 4.0mm, Total length/thread length 28/5mm SS | Piece
| Cannulated screw 4.0mm, Total length/thread length 24/5mm SS | Piece
| Cancellous screw, Self taping, 6.5mm, Thread length 32mm, Screw length 85mm SS | Piece
| Cannulated screw 4.0mm, Total length/thread length 30/10mm SS | Piece
| Hook plate for greater trochantric fractures, Holes 4 and 6 | Piece
| Cannulated screw 4.0mm, Total length/thread length 10/5mm SS | Piece
| Cancellous screw, Self taping, 6.5mm, Thread length 32mm, Screw length 80mm SS | Piece
| Cancellous screw, Self taping, 6.5mm, Thread length 32mm, Screw length 75mm SS | Piece
| Cannulated screw 4.0mm, Total length/thread length 20/5mm SS | Piece
| Cancellous screw, Self taping, 6.5mm, Thread length 32mm, Screw length 60mm SS | Piece
| Cancellous screw, Self taping, 6.5mm, Thread length 32mm, Screw length 55mm SS | Piece
| Cancellous screw, Self taping, 6.5mm, Thread length 32mm, Screw length 50mm SS | Piece
| Cortex screw, Self taping, 4.5mm Length 28mm SS | Piece
| Cancellous screw, Self taping, 6.5mm, Thread length 32mm, Screw length 85 mm SS | Piece
| Cancellous screw, Self taping, 6.5mm, Thread length 32mm, Screw length 90mm SS | Piece
| Cancellous screw, Self taping, 6.5mm, Thread length 32mm, Screw length 100 mm SS | Piece
| Cobra head plate, Round hole for femur, 8, 9, 10 & 11 holes | Piece
| Cannulated screw 7.0mm, Thread length 16mm, Screw length 75mm SS | Piece
| Large fragment instrument set: Consisting of Drill bit 3.2mm dia., length 145/120 for quick coupling; Drill bit 4.5mm dia., length 145/120 for quick coupling; Counter sink, Large, length 180mm; T-handle with quick coupling, length 80mm; Tap for 4.5mm cortex screws, length 125mm, thread length 70mm; Tap for 6.5mm cancellous bone screws; Double drill sleeve 4.5/3.2; Insert drill sleeve 4.5/3.2, length 80mm for long lag screws; Double drill sleeve 6.5/3.2; Screw driver, hexagonal, large with groove, length 240mm; Depth gauge, for 4.5mm and 6.5mm screws; Combination wrench 11mm, length 140mm; DCP drill sleeve 4.5 for neutral and local position; Universal drill sleeve 4.5/3.2; Bending pliers for plates, length 250mm, complete with 2 anvils and case | Set
| Large fragment instrument set: Consisting of Drill bit 3.2 mm dia., length 145/120 for quick coupling; Drill bit 4.5 mm dia., length 145/120 for quick coupling; Counter sink, Large, length 180 mm; T-handle with quick coupling, length 80 mm; Tap for 4.5 mm cortex screws, length 125 mm, thread length 70 mm; Tap for 6.5 mm cancellous bone screws; Double drill sleeve 4.5/3.2; Insert drill sleeve 4.5/3.2, length 80 mm for long lag screws; Double drill sleeve 6.5/3.2; Screw driver, hexagonal, large with groove, length 240 mm; Depth gauge, for 4.5 mm and 6.5 mm screws; Combination wrench 11 mm, length 140 mm; DCP drill sleeve 4.5 for neutral and local position; Universal drill sleeve 4.5/3.2; Bending pliers for plates, length 250 mm, complete with 2 anvils and case and screw box for 4.5 mm cortex and 6.5 mm cancellous screw. | set
| Cortex screw, Self taping, 4.5 mm Length 24 mm SS | Piece
| Cloverleaf plate, 9 holes | Piece
| T-Butress plate, Holes 4 | Piece
| Cloverleaf plate, 8 holes | Piece
| Cancellous screw, Self taping, 6.5mm, Fully threaded, Screw length 85mm SS | Piece
| Cancellous screw, Self taping, 6.5mm, Fully threaded, Screw length 70mm SS | Piece
| LC-Dynamic compression plate, Narrow holes 6 | Piece
| LC-Dynamic compression plate, Broad, 16 holes | Piece
| Cancellous screw, Self taping, 6.5mm, Fully threaded, Screw length 75mm SS | Piece
| Cancellous screw, Self taping, 6.5mm, Fully threaded, Screw length 80mm SS | Piece
| Large Fragment Screws (4.5 mm):4.5mm cortex screws, self taping, length 34mm, SS | Piece
| Cancellous screw, Self taping, 6.5mm, Thread length 16mm, Screw length 75mm SS | Piece
| Cancellous screw, Self taping, 6.5mm, Thread length 16mm, Screw length 70mm SS | Piece
| T-Butress plate, Holes 6 | Piece
| Large Fragment Screws (4.5 mm):4.5mm cortex screws, self taping, length 30mm, SS | Piece
| Large Fragment Screws (4.5 mm):4.5mm cortex screws, self taping, length 32mm, SS | Piece
| Large Fragment Screws (4.5 mm):4.5mm cortex screws, self taping, length 38mm, SS | Piece
| Large Fragment Screws (4.5 mm):4.5mm cortex screws, self taping, length 40mm, SS | Piece
| Cancellous screw, Self taping, 6.5mm, Fully threaded, Screw length 55mm SS | Piece
| LC-Dynamic compression plate, Narrow holes 16 | Piece
| Cortex screw, Self taping, 4.5mm Length 38mm SS | Piece
| Cortex screw, Self taping, 4.5mm Length 36mm SS | Piece
| Cortex screw, Self taping, 4.5mm Length 34mm SS | Piece
| Cortex screw, Self taping, 4.5mm Length 42mm SS | Piece
| LC-Dynamic compression plate, Narrow holes 14 | Piece
Screws
| Cannulated screw 6.5mm, Thread length 16mm, Screw length 75mm SS | Piece
| Cancellous screw, Self taping, 6.5mm, Fully threaded, Screw length 60mm SS | Piece
| Distal femoral plate (Condylar plate), Holes 13, Left | Piece
| Cancellous screw, Self taping, 6.5mm, Fully threaded, Screw length 50mm SS | Piece
| Cancellous screw, Self taping, 6.5mm, Thread length 16mm, Screw length 65mm SS | Piece
| Cannulated screw 4.0mm, Total length/thread length 36/12mm SS | Piece
| Cannulated screws 4.0mm, SS instrument set: consisting of Direct measuring device for 4.0mm screws, range up to 72mm; Double drill guide 2.7/1.25; Drill bit 2.7/1.35mm, Cannulated, Length 160/130 mm, 4-flute; Guide wire 1.25mm with threaded trocar tip, length 150mm; Handle with quick coupling, length 110mm; Holding clip for washers; Screw driver shaft, hexagonal, Cannulated SS; Screw driver, Hexagonal, Cannulated for 3.5 and 4.0mm screws; Case with lid | Set
Cannulated screws 6.5mm, SS instrument set: consisting of Direct measuring device for guide wires 2.0 and 2.8mm, length 300mm; Drill bit 5.0mm cannulated, length 300/250mm, 3-flute; Drill sleeve 8.5/2.8; Guide wire 2.8mm with threaded trocar tip, length 300 mm; Holding clip for washers; Parallel guide for guide wires 2.8mm, adjustable; Parallel guide for guide wires 2.8mm, adjustable angles; Protection sleeve 12.0/8.5; Screw driver shaft, hexagonal for screw removal; Screw driver, hexagonal, cannulated, for 6.5 and 7.3mm screws; Case with lid
| Cortex screw, Self taping, 4.5mm Length 26mm SS | Piece
| Cannulated screws 4.0mm, SS instrument set | Section header
| Cannulated screws 6.5mm, SS implants | Section header
| Cannulated screw 7.0mm, Thread length 16mm, Screw length 60mm SS | Piece
| Cannulated screw 7.0mm, Thread length 32mm, Screw length 100mm SS | Piece
| Cannulatted screws 7.0mm, SS implants | Section header
Plates
| Cortex screw, Self taping, 4.5mm Length 40mm SS | Piece
| Cortex screw, Self taping, 4.5mm Length 44mm SS | Piece
| Cannulated screw 7.0mm, Thread length 16mm, Screw length 100mm SS | Piece
| Cortex screw, Self taping, 4.5mm Length 50mm SS | Piece
| Cortex screw, Self taping, 4.5mm Length 46mm SS | Piece
| Cancellous screw, Self taping, 6.5mm, Fully threaded, Screw length 65mm SS | Piece
| Cancellous screw, Self taping, 6.5mm, Thread length 16mm, Screw length 60mm SS | Piece
| Cortex screw, Self taping, 4.5mm Length 48mm SS | Piece
| Cortex screw, Self taping, 4.5mm Length 32mm SS | Piece
| Cortex screw, Self taping, 4.5mm Length 30mm SS | Piece
| Cancellous screw, Self taping, 6.5mm, Thread length 16mm, Screw length 50mm SS | Piece
| Cancellous screw, Self taping, 6.5mm, Thread length 16mm, Screw length 55mm SS | Piece
| Cancellous screw, Self taping, 6.5mm, Thread length 16mm, Screw length 80mm SS | Piece
| Cancellous screw, Self taping, 6.5mm, Thread length 32mm, Screw length 65mm SS | Piece
Instruments set
| Cannulated screw 4.0mm, Total length/thread length 16/5mm SS | Piece
| Cannulated screw 4.0mm, Total length/thread length 12/5mm SS | Piece
| Cannulated screw 4.0mm, Total length/thread length 34/11mm SS | Piece
| Distal femoral plate (Condylar plate), Holes 7-15 Right (9, 11, 13 and 15) | Piece
| LC-Dynamic compression plate, Narrow holes 6-16 (6, 8, 10, 12, 14 & 16) | Piece
| L-Buttress, Holes 4, 5 & 6, Right | Piece
| Cannulated screw 6.5mm, Thread length 16mm, Screw length 65mm SS | Piece
| Cannulated screw 4.0mm, Total length/thread length 38/12mm SS | Piece
| Cannulated screw 6.5mm, Thread length 32mm, Screw length 95mm SS | Piece
| Cannulated screw 6.5mm, Thread length 16mm, Screw length 95mm SS | Piece
| Cannulated screw 6.5mm, Thread length 32mm, Screw length 65mm SS | Piece
| Cannulated screw 7.0mm, Thread length 32mm, Screw length 70mm SS | Piece
| Cannulated screw 6.5mm, Thread length 32mm, Screw length 90mm SS | Piece
| Cannulated screw 6.5mm, Thread length 32mm, Screw length 85mm SS | Piece
| Cannulated screw 7.0mm, Thread length 16mm, Screw length 50mm SS | Piece
| Cannulated screw 7.0mm, Thread length 32mm, Screw length 55mm SS | Piece
| Cannulated screw 7.0mm, Thread length 32mm, Screw length 80mm SS | Piece
| Cannulated screw 7.0mm, Thread length 32mm, Screw length 50mm SS | Piece
| Cannulated screw 7.0mm, Thread length 32mm, Screw length 90mm SS | Piece
| Cannulated screw 7.0mm, Thread length 16mm, Screw length 95mm SS | Piece
| Cannulated screw 7.0mm, Thread length 32mm, Screw length 85mm SS | Piece
| Cannulated screw 7.0mm, Thread length 16mm, Screw length 70mm SS | Piece
| Cloverleaf plate, 4 holes | Piece
| Distal femoral plate (Condylar plate), Holes 9, Left | Piece
Cannulated screws 6.5mm, SS instrument set
| Cannulated screws 4.0mm, SS implants | Section header
| Cloverleaf plate, 6 holes | Piece
| Cannulated screw 7.0mm, Thread length 32mm, Screw length 95mm SS | Piece
| Distal femoral plate (Condylar plate), Holes 15, Left | Piece
| Distal femoral plate (Condylar plate), Holes 7 Right | Piece
| Distal femoral plate (Condylar plate), Holes 9 Right | Piece
| Distal femoral plate (Condylar plate), Holes 13 Right | Piece
| Distal femoral plate (Condylar plate), Holes 15 Right | Piece
| Lateral Tibial head buttress plate, Holes 7; Left | Piece
| Lateral Tibial head buttress plate, Holes 9; Left | Piece
| Lateral Tibial head buttress plate, Holes 11; Left | Piece
| Lateral Tibial head buttress plate, Holes 13; Left | Piece
| Lateral Tibial head buttress plate, Holes 7; Right | Piece
| Lateral Tibial head buttress plate, Holes 9; Right | Piece
| L-Buttress, Holes 5 , Left | Piece
| L-Buttress, Holes 6, Left | Piece
| L-Buttress, Holes 4, Right | Piece
| L-Buttress, Holes 6, Right | Piece
| L-Buttress, Holes 5, Right | Piece
| LC-Dynamic compression plate, Broad, 8 holes | Piece
| Distal femoral plate (Condylar plate), Holes 7, Left | Piece
| LC-Dynamic compression plate, Broad, 12 holes | Piece
| LC-Dynamic compression plate, Broad, 14 holes | Piece
| LC-Dynamic compression plate, Narrow holes 8 | Piece
| LC-Dynamic compression plate, Narrow holes 10 | Piece
| Large Fragment Basic Instruments Set for LC-DCP & DCP | Set
| Large Fragment Screws (4.5 mm):4.5mm cortex screws, self taping, length 36mm, SS | Piece
| LC-Dynamic compression plate, Broad, 10 holes | Piece
| Cannulated screw 7.0mm, Thread length 32mm, Screw length 65mm SS | Piece
| Cloverleaf plate, 5 holes | Piece
| T-Butress plate, Holes 5 | Piece
| LC-Dynamic compression plate, Broad, 6 holes | Piece
| Washer 13.0/6.6mm for screws 4.5 - 7.3mm SS | Piece
| Cannulated screw 7.0mm, Thread length 16mm, Screw length 80mm SS | Piece
| Cannulated screw 7.0mm, Thread length 16mm, Screw length 85mm SS | Piece
| Cannulated screw 7.0mm, Thread length 16mm, Screw length 90mm SS | Piece
| Cannulated screw 6.5mm, Thread length 16mm, Screw length 70mm SS | Piece
Fragment System, Small | T non-locking compression plate, Oblique angled, Right angled 3.5mm, 4 holes head, shaft 3 holes SS | Piece
| Locking reconstruction plate 3.5mm, 7 holes Ti | Piece
| Cortex screw, Self tapping, Dia. 3.5mm, Length 40mm Ti | Piece
| Cortex screw, Self tapping, Dia 3.5mm, Length 14mm SS | Piece
| Cancellous screw, Fully threaded, Dia. 4.0mm, Length 30mm SS | Piece
| Wrist fusion LCP plate, SS, Standard bend 8 holes | Piece
| K-wire, dia. 1.25mm, length 150mm | Piece
| Anterolateral locking tibia plate, Left 3.5, 11 holes Ti | Piece
| Anterolateral locking tibia plate, Left 3.5, 5 holes Ti | Piece
| Cancellous screw, Fully threaded, Dia. 4.0mm, Length 14mm SS | Piece
| Cancellous screw, Fully threaded, Dia 4.0mm, Length 14mm Ti | Piece
| Cancellous screw, Fully threaded, Dia. 4.0mm, Length 20mm SS | Piece
| K-wire, dia. 2.5mm, length 150mm | piece
| Cortex screw, Self tapping, Dia 3.5mm, Length 18mm SS | Piece
| Cortex screw, Self tapping, Dia 3.5mm, Length 22mm SS | Piece
| Cancellous screw, Short threaded, Dia 4.0mm, Length 22mm Ti | Piece
| Locking compression plate 3.5mm, 7 holes Ti | Piece
| Cortex screw, Self tapping, Dia 3.5mm, Length 24mm SS | Piece
| Cortex screw, Self tapping, Dia 3.5mm, Length 20mm SS | Piece
| Locking distal dorsolateral humoral plate, Left with lateral support, 2.7/3.5mm, 5 holes Ti | Piece
| Cortex screw, Self tapping, Dia. 3.5mm, Length 32mm Ti | Piece
| Locking distal dorsolateral Humoral plate, Left with lateral support, 2.7/3.5mm, 9 holes Ti | Piece
| Cortex screw, Self tapping, Dia 3.5mm, Length 38mm SS | Piece
| Locking distal dorsolateral Humoral plate, Left with lateral support, 2.7/3.5mm, 7 holes Ti | Piece
| Limited contact dynamic compression plate 3.5mm, 7 holes SS | Piece
| Washer for small screws, SS | Piece
| Locking 1/3 Tubular plate 3.5mm, 5 holes Ti | Piece
| Cortex screw, Self tapping, Dia. 3.5mm, Length 30mm Ti | Piece
| Cortex screw, Self tapping, Dia 3.5mm, Length 40mm SS | Piece
| Locking 1/3 Tubular plate 3.5mm, 8 holes Ti | Piece
| Locking reconstruction plate 3.5mm, 9 holes Ti | Piece
| Locking calcaneal plate, Right 3.5mm, length 64mm Ti | Piece
| Distal medial locking tibia plate, Low bend, Right 3.5, 12 holes Ti | Piece
| Cortex screw, Self tapping, Dia 3.5mm, Length 30mm SS | Piece
| Locking distal dorsolateral humoral plate, Right with lateral support, 2.7/3.5mm, 5 holes, Ti | Piece
| Proximal medial locking tibia plate, Right, 3.5, 6 holes Ti | Piece
| Locking distal dorsolateral humoral plate, Right with lateral support, 2.7/3.5mm, 7 holes Ti | Piece
| Locking distal dorsolateral humoral plate, Right with lateral support, 2.7/3.5mm, 9 holes Ti | Piece
| Small fragment set for LCP & LC-DCP instrument: Consisting of graphic case; Drill bit 2.5 mm dia., length 110/80 mm for quick coupling; Drill bit 3.5 mm dia., length 100/85 mm, for quick coupling; Counter sink shaft 3.5, length 72 mm; Tap for 3.5 mm cortex screws, length 50/110 mm; Tap for 4.0 mm cancellous bone screws; T-handle with quick coupling, length 80 mm for taps; Double drill sleeve 3.5/2.5; Insert drill sleeve 3.5/2.5, length 42 mm; Screw driver shaft, hexagonal, small, length 100 mm for quick coupling; Screw driver, hexagonal, small, with groove, length 200 mm; Depth gauge, for 2.7 mm to 4.0 mm screws; Drill sleeve 3.5, for neutral and load positions; Bending pliers for plates 2.4 and 4.0, length 230 mm; Bending pliers for reconstruction plates 2.7 and 3.5, length 240; Wire bending pliers, length 155; Reduction forceps with points, broad, length 132 mm..up to 60 mm, graphic case and screw box for 3.5 cortex and 4.0 mm cancelleous screw. | set
| K-wire, dia. 1.25 mm, length 150 mm, SS | Piece
| Proximal medial locking tibia plate, Right, 3.5, 8 holes Ti | Piece
| Cortex Screw, dia 3.5mm, self tapping, length 12mm, SS | Piece
| Cortex Screw, dia 3.5mm, self tapping, length 36mm, SS | Piece
| K-wire, dia. 1.5 mm, length 150 mm, SS | Piece
| K-wire, dia. 2 mm, length 150 mm, SS | Piece
| Cancellous screws 4.0 mm, fully threaded, self taping: Screw length 22mm | Piece
| Cancellous screws 4.0 mm, fully threaded, self taping: Screw length 60mm | Piece
| Cortex Screw, dia 3.5 mm, self - tapping, st. steel, length 20mm | Piece
| Cortex Screw, dia 3.5 mm, self - tapping, Ti, length 14mm | Piece
| Cortex Screw, dia 3.5 mm, self - tapping, Ti, length 16mm | Piece
| Cancellous bone screw 4.0mm, partially threaded: Screw length 24mm | Piece
| Cancellous bone screw 4.0mm, partially threaded: Screw length 28mm | Piece
| Cancellous bone screw 4.0mm, partially threaded: Screw length 35mm | Piece
| Cancellous bone screw 4.0mm, partially threaded: Screw length 50mm | Piece
| Cancellous screws 4.0 mm, fully threaded, self taping: Screw length 26mm | Piece
| Cancellous screws 4.0 mm, fully threaded, self taping: Screw length 45mm | Piece
| Cancellous bone screw 4.0mm, partially threaded: Screw length 16mm | Piece
| Cancellous bone screw 4.0mm, partially threaded: Screw length 18mm | Piece
| Cancellous bone screw 4.0mm, partially threaded: Screw length 20mm | Piece
| Cancellous bone screw 4.0mm, partially threaded: Screw length 26mm | Piece
| Cancellous bone screw 4.0mm, partially threaded: Screw length 30mm | Piece
| Cancellous bone screw 4.0mm, partially threaded: Screw length 40mm | Piece
| Cancellous bone screw 4.0mm, partially threaded: Screw length 45mm | Piece
| Cancellous screws 4.0 mm, fully threaded, self taping: Screw length 24mm | Piece
| Cancellous screws 4.0 mm, fully threaded, self taping: Screw length 30mm | Piece
| Cancellous screws 4.0 mm, fully threaded, self taping: Screw length 35mm | Piece
| Cancellous screws 4.0 mm, fully threaded, self taping: Screw length 50mm | Piece
| Locking 1/3 Tubular Plate 3.5mm, 5 holes, Ti: | Piece
| Locking 1/3 Tubular Plate 3.5mm, 9 holes, Ti: | Piece
| Non-Locking 1/3 Tubular Plate 3.5mm, 7 holes, st. steel | Piece
| Non-Locking 1/3 Tubular Plate 3.5mm, 9 holes, st. steel | Piece
| Locking Reconstruction plate 3.5mm, 6 holes, Ti | Piece
| Small fragment set for LCP & LC-DCP instrument: Consisting of graphic case; Drill bit 2.5mm dia., length 110/80mm for quick coupling; Drill bit 3.5mm dia., length 100/85mm, for quick coupling; Counter sink shaft 3.5, length 72mm; Tap for 3.5mm cortex screws, length 50/110mm; Tap for 4.0mm cancellous bone screws; T-handle with quick coupling, length 80mm for taps; Double drill sleeve 3.5/2.5; Insert drill sleeve 3.5/2.5, length 42mm; Screw driver shaft, hexagonal, small, length 100mm for quick coupling; Screw driver, hexagonal, small, with groove, length 200mm; Depth gauge, for 2.7mm to 4.0mm screws; Drill sleeve 3.5, for neutral and load positions; Bending pliers for plates 2.4 and 4.0, length 230mm; Bending pliers for reconstruction plates 2.7 and 3.5, length 240; Wire bending pliers, length 155; Reduction forceps with points, broad, length 132mm..up to 60mm | Set
| Cancellous screws 4.0 mm, fully threaded, self taping: Screw length 14mm | Piece
| Cancellous screws 4.0 mm, fully threaded, self taping: Screw length 20mm | Piece
| Cancellous screws 4.0 mm, fully threaded, self taping: Screw length 28mm | Piece
| Cancellous screws 4.0 mm, fully threaded, self taping: Screw length 55mm | Piece
| Locking Reconstruction plate 3.5mm, 8 holes, Ti | Piece
| Locking Reconstruction plate 3.5mm, 10 holes, Ti | Piece
| Cancellous screw, Short threaded, Dia 4.0mm, Length 26mm Ti | Piece
| Cortex Screw, dia 3.5mm, self tapping, length 34mm, SS | Piece
| Cortex Screw, dia 3.5mm, self tapping, length 38mm, SS | Piece
| Cortex Screw, dia 3.5mm, self tapping, length 45mm, SS | Piece
| Cancellous screw, Short threaded, Dia 4.0mm, Length 16mm Ti | Piece
| Cortex Screw, dia 3.5 mm, self - tapping, st. steel, length 14mm | Piece
| Locking Compression Plate 3.5mm,Ti , 8 holes | Piece
| Locking Compression Plate 3.5mm, Ti, 7 holes | Piece
| Locking Compression Plate 3.5mm, Ti, 6 holes | Piece
| Cortex Screw, dia 3.5 mm, self - tapping, Ti, length 22mm | Piece
| Locking reconstruction plate 3.5mm, 5 holes Ti | Piece
| Cortex Screw, dia 3.5 mm, self - tapping, st. steel, length 18mm | Piece
| Cortex Screw, dia 3.5 mm, self - tapping, Ti, length 20mm | Piece
| Cortex Screw, dia 3.5 mm, self - tapping, st. steel, length 16mm | Piece
| Cortex Screw, dia 3.5 mm, self - tapping, Ti, length 18mm | Piece
| Anterolateral locking tibia plate, Left 3.5, 9 holes Ti | Piece
| K-wire, dia. 1.5mm, length 150mm | Piece
| Cortex Screw, dia 3.5mm, self tapping, length 32mm, SS | Piece
| Cancellous bone screw 4.0mm, partially threaded: Screw length 14mm | Piece
| Distal fibular plate, Universal locking 3.5mm, 5 holes Ti | Piece
| Locking calcaneal plate, Right 3.5mm, length 69mm Ti | Piece
| Locking distal dorsolateral humoral plate, Left without lateral support, 2.7/3.5mm, 5 holes Ti | Piece
| Proximal humoral plate, Short Philos, Locking 3.5mm, 3 holes Ti | Piece
| LC- Dynamic Compression Plate 3.5 mm, Ti. 7 Holes | Piece
| Small Fragment Instrument Set, st. steel (Synthes/Zimmer or equivalent) | Complete Set
| LC- Dynamic Compression Plate 3.5mm, SS, 5 holes | Piece
| LC- Dynamic Compression Plate 3.5mm, SS, 7 holes | Piece
| Non-Locking 1/3 Tubular Plate 3.5mm, 5 holes, SS | Piece
| Non-Locking 1/3 Tubular Plate 3.5mm, 6 holes, st. steel | Piece
| Small Fragment Instrument & Implant Set- LC-DCP | Piece
| Cancellous screws 4.0 mm, fully threaded, self taping: Screw length 18mm | Piece
| LC- Dynamic Compression Plate 3.5 mm, Ti. 5 Holes | Piece
| LC- Dynamic Compression Plate 3.5 mm, Ti. 6 Holes | Piece
| Non-Locking 1/3 Tubular Plate 3.5mm, 8 holes, st. steel | Piece
| Locking 1/3 Tubular Plate 3.5mm, 6 holes, Ti: | Piece
| Locking 1/3 Tubular Plate 3.5mm, 7 holes, Ti: | Piece
| Locking 1/3 Tubular Plate 3.5mm, 8 holes, Ti: | Piece
| Locking Reconstruction plate 3.5mm, 5 holes, Ti | Piece
| Proximal lateral locking tibia plate, Left, 3.5/4.0, 10 holes Ti | Piece
| Cancellous screw, Fully threaded, Dia 4.0mm, Length 20mm Ti | Piece
| Cancellous screw, Fully threaded, Dia 4.0mm, Length 18mm Ti | Piece
| Cancellous screw, Fully threaded, Dia 4.0mm, Length 22mm Ti | Piece
| Cancellous screw, Fully threaded, Dia 4.0mm, Length 24mm Ti | Piece
| Locking head screw, Self tapping, Dia. 3.5mm, Length 36mm Ti | Piece
| Locking head screw, Self tapping, Dia. 3.5mm, Length 34mm Ti | Piece
| Locking head screw, Self tapping, Dia. 3.5mm, Length 16mm Ti | Piece
| Locking head screw, Self tapping, Dia. 3.5mm, Length 20mm Ti | Piece
| Locking reconstruction plate 3.5mm, 10 holes Ti | Piece
| Cancellous screw, Short threaded, Dia 4.0mm, Length 55mm Ti | Piece
| K-wire, dia. 2mm, length 150mm | Piece
| Locking head screw, Self tapping, Dia. 2.7mm, Length 14mm Ti | Piece
| Proximal medial locking tibia plate, Left, 3.5, 6 holes Ti | Piece
| Locking reconstruction plate 3.5mm, 8 holes Ti | Piece
| Proximal medial locking tibia plate, Right, 3.5, 10 holes Ti | Piece
| Small Fragment Instrument & Implant Set- LC-DCP Graphic Case | Piece
| Locking head screw, Self tapping, Dia. 2.7mm, Length 12mm Ti | Piece
| Locking head screw, Self tapping, Dia. 2.7mm, Length 42mm Ti | Piece
| Locking head screw, Self tapping, Dia. 2.7mm, Length 10mm Ti | Piece
| Cortex screw, Self tapping, Dia. 3.5mm, Length 14mm Ti | Piece
| Locking reconstruction plate 3.5mm, 6 holes Ti | Piece
| Proximal lateral locking tibia plate, Left, 3.5/4.0, 8 holes Ti | Piece
| Locking head screw, Self tapping, Dia. 2.7mm, Length 40mm Ti | Piece
| Locking head screw, Self tapping, Dia. 2.7mm, Length 16mm Ti | Piece
| Proximal lateral locking tibia plate, Right, 3.5/4.0, 6 holes Ti | Piece
| Locking head screw, Self tapping, Dia. 2.7mm, Length 18mm Ti | Piece
| Locking head screw, Self tapping, Dia. 2.7mm, Length 38mm Ti | Piece
| Locking head screw, Self tapping, Dia. 2.7mm, Length 28mm Ti | Piece
| Locking head screw, Self tapping, Dia. 2.7mm, Length 20mm Ti | Piece
| Locking head screw, Self tapping, Dia. 2.7mm, Length 24mm Ti | Piece
| Locking head screw, Self tapping, Dia. 2.7mm, Length 22mm Ti | Piece
| Locking head screw, Self tapping, Dia. 2.7mm, Length 34mm Ti | Piece
| Locking head screw, Self tapping, Dia. 2.7mm, Length 32mm Ti | Piece
| Locking head screw, Self tapping, Dia. 2.7mm, Length 26mm Ti | Piece
| Locking head screw, Self tapping, Dia. 2.7mm, Length 30mm Ti | Piece
| Cancellous screw, Fully threaded, Dia 4.0mm, Length 16mm Ti | Piece
| Locking head screw, Self tapping, Dia. 3.5mm, Length 28mm Ti | Piece
| Locking head screw, Self tapping, Dia. 2.7mm, Length 46mm Ti | Piece
| Locking head screw, Self tapping, Dia. 3.5mm, Length 24mm Ti | Piece
| Locking head screw, Self tapping, Dia. 3.5mm, Length 42mm Ti | Piece
| Locking head screw, Self tapping, Dia. 3.5mm, Length 26mm Ti | Piece
| Locking head screw, Self tapping, Dia. 3.5mm, Length 32mm Ti | Piece
| Locking head screw, Self tapping, Dia. 3.5mm, Length 30mm Ti | Piece
| Locking head screw, Self tapping, Dia. 3.5mm, Length 40mm Ti | Piece
| Locking head screw, Self tapping, Dia. 3.5mm, Length 38mm Ti | Piece
| Cancellous screw, Short threaded, Dia 4.0mm, Length 45mm Ti | Piece
| Cancellous screw, Fully threaded, Dia 4.0mm, Length 32mm Ti | Piece
| Locking head screw, Self tapping, Dia. 3.5mm, Length 44mm Ti | Piece
| Screws | Section header
| Locking head screw, Self tapping, Dia. 3.5mm, Length 22mm Ti | Piece
| Locking head screw, Self tapping, Dia. 3.5mm, Length 48mm Ti | Piece
| Proximal lateral locking tibia plate, Left, 3.5/4.0, 6 holes Ti | Piece
| Locking head screw, Self tapping, Dia. 3.5mm, Length 14mm Ti | Piece
| Locking head screw, Self tapping, Dia. 3.5mm, Length 46mm Ti | Piece
| Locking head screw, Self tapping, Dia. 3.5mm, Length 18mm Ti | Piece
| Cancellous screw, Fully threaded, Dia 4.0mm, Length 28mm Ti | Piece
| Cortex screw, Self tapping, Dia. 3.5mm, Length 16mm Ti | Piece
| Cancellous screw, Fully threaded, Dia 4.0mm, Length 26mm Ti | Piece
| Cancellous screw, Fully threaded, Dia 4.0mm, Length 60mm Ti | Piece
| Locking head screw, Self tapping, Dia. 3.5mm, Length 50mm Ti | Piece
| Cancellous screw, Fully threaded, Dia 4.0mm, Length 55mm Ti | Piece
| Cancellous screw, Fully threaded, Dia 4.0mm, Length 36mm Ti | Piece
| Cancellous screw, Fully threaded, Dia 4.0mm, Length 34mm Ti | Piece
| Cancellous screw, Fully threaded, Dia 4.0mm, Length 30mm Ti | Piece
| Cancellous screw, Fully threaded, Dia 4.0mm, Length 50mm Ti | Piece
| Cancellous screw, Fully threaded, Dia 4.0mm, Length 38mm Ti | Piece
| Cancellous screw, Fully threaded, Dia 4.0mm, Length 45mm Ti | Piece
| Cancellous screw, Fully threaded, Dia 4.0mm, Length 40mm Ti | Piece
| Cancellous screw, Short threaded, Dia 4.0mm, Length 24mm Ti | Piece
| Locking head screw, Self tapping, Dia. 3.5mm, Length 12mm Ti | Piece
| Cancellous screw, Short threaded, Dia 4.0mm, Length 14mm Ti | Piece
| Locking olecranon plates, Left 3.5, 4 holes Ti | Piece
| Cancellous screw, Short threaded, Dia 4.0mm, Length 40mm Ti | Piece
| Cancellous screw, Short threaded, Dia 4.0mm, Length 20mm Ti | Piece
| Cancellous screw, Short threaded, Dia 4.0mm, Length 18mm Ti | Piece
| Locking head screw, Self tapping, Dia. 2.7mm, Length 48mm Ti | Piece
| Cancellous screw, Short threaded, Dia 4.0mm, Length 36mm Ti | Piece
| Cancellous screw, Short threaded, Dia 4.0mm, Length 30mm Ti | Piece
| Distal medial locking tibia plate, Low bend, Left 3.5, 8 holes Ti | Piece
| Cancellous screw, Short threaded, Dia 4.0mm, Length 28mm Ti | Piece
| Locking head screw, Self tapping, Dia. 2.7mm, Length 44mm Ti | Piece
| Distal medial locking tibia plate, Low bend, Left 3.5, 12 holes Ti | Piece
| Cancellous screw, Short threaded, Dia 4.0mm, Length 34mm Ti | Piece
| Cancellous screw, Short threaded, Dia 4.0mm, Length 32mm Ti | Piece
| Locking head screw, Self tapping, Dia. 2.7mm, Length 36mm Ti | Piece
| Locking olecranon plates, Right 3.5, 4 holes Ti | Piece
| Distal medial locking tibia plate, Low bend, Right 3.5, 10 holes Ti | Piece
| Locking distal medial humoral plate, Left 2.7/3.5mm, 5 holes Ti | Piece
| Cortex screw, Self tapping, Dia. 3.5mm, Length 28mm Ti | Piece
| Cancellous screw, Short threaded, Dia. 4.0mm, Length 18mm SS | Piece
| Cortex screw, Self tapping, Dia. 3.5mm, Length 24mm Ti | Piece
| Proximal lateral locking tibia plate, Right, 3.5/4.0, 8 holes Ti | Piece
| Cancellous screw, Short threaded, Dia 4.0mm, Length 60mm Ti | Piece
| T-locking compression plate, Right angled 3.5mm, 4 holes head, shaft 3 holes, Ti | Piece
| Cortex screw, Self tapping, Dia. 3.5mm, Length 22mm Ti | Piece
| Cortex screw, Self tapping, Dia 3.5mm, Length 12mm SS | Piece
| Cortex screw, Self tapping, Dia. 3.5mm, Length 20mm Ti | Piece
| Wrist fusion LCP plate, SS, Standard bend 7 holes | Piece
| Cortex screw, Self tapping, Dia. 3.5mm, Length 18mm Ti | Piece
| Cortex screw, Self tapping, Dia 3.5mm, Length 16mm SS | Piece
| Cancellous screw, Short threaded, Dia. 4.0mm, Length 28mm SS | Piece
| Locking calcaneal plate, Left 3.5mm, length 64mm Ti | Piece
| Cancellous screw, Fully threaded, Dia. 4.0mm, Length 18mm SS | Piece
| Cortex screw, Self tapping, Dia. 3.5mm, Length 34mm Ti | Piece
| Cortex screw, Self tapping, Dia. 3.5mm, Length 36mm Ti | Piece
| Wrist fusion LCP plate, SS, Standard bend 9 holes | Piece
| Cancellous screw, Fully threaded, Dia. 4.0mm, Length 16mm SS | Piece
Washer for small screws Ti
| Cortex screw, Self tapping, Dia. 3.5mm, Length 45mm Ti | Piece
| Locking Compression Plate 3.5mm, Ti, 5 holes | Piece
| Cancellous screw, Fully threaded, Dia. 4.0mm, Length 32mm SS | Piece
| Cancellous screw, Fully threaded, Dia. 4.0mm, Length 28mm SS | Piece
| Cancellous screw, Fully threaded, Dia. 4.0mm, Length 22mm SS | Piece
| Cancellous screw, Fully threaded, Dia. 4.0mm, Length 26mm SS | Piece
| Cancellous screw, Fully threaded, Dia. 4.0mm, Length 24mm SS | Piece
| Cancellous screw, Fully threaded, Dia. 4.0mm, Length 45mm SS | Piece
| Cancellous screw, Short threaded, Dia. 4.0mm, Length 26mm SS | Piece
| Cancellous screw, Fully threaded, Dia. 4.0mm, Length 40mm SS | Piece
| Cancellous screw, Fully threaded, Dia. 4.0mm, Length 34mm SS | Piece
| Cancellous screw, Fully threaded, Dia. 4.0mm, Length 38mm SS | Piece
| Cortex screw, Self tapping, Dia. 3.5mm, Length 38mm Ti | Piece
| Cancellous screw, Fully threaded, Dia. 4.0mm, Length 36mm SS | Piece
| Cancellous screw, Short threaded, Dia. 4.0mm, Length 24mm SS | Piece
| Cancellous screw, Fully threaded, Dia. 4.0mm, Length 60mm SS | Piece
| Cancellous screw, Fully threaded, Dia. 4.0mm, Length 55mm SS | Piece
| Cancellous screw, Fully threaded, Dia. 4.0mm, Length 50mm SS | Piece
| Cancellous screw, Short threaded, Dia. 4.0mm, Length 22mm SS | Piece
| Cancellous screw, Short threaded, Dia. 4.0mm, Length 14mm SS | Piece
| Cancellous screw, Short threaded, Dia. 4.0mm, Length 20mm SS | Piece
| Cancellous screw, Short threaded, Dia. 4.0mm, Length 16mm SS | Piece
| Limited contact dynamic compression plate 3.5mm, 5 holes SS | Piece
| Cancellous screw, Short threaded, Dia. 4.0mm, Length 40mm SS | Piece
| Cancellous screw, Short threaded, Dia. 4.0mm, Length 30mm SS | Piece
| Cancellous screw, Short threaded, Dia. 4.0mm, Length 36mm SS | Piece
| Cancellous screw, Short threaded, Dia. 4.0mm, Length 34mm SS | Piece
| Cancellous screw, Short threaded, Dia. 4.0mm, Length 32mm SS | Piece
| Locking distal dorsolateral humoral plate, Right without lateral support, 2.7/3.5mm, 9 holes Ti | Piece
| Cortex screw, Self tapping, Dia 3.5mm, Length 45mm SS | Piece
| Cancellous screw, Short threaded, Dia. 4.0mm, Length 60mm SS | Piece
| Cancellous screw, Short threaded, Dia. 4.0mm, Length 55mm SS | Piece
| Cancellous screw, Short threaded, Dia. 4.0mm, Length 45mm SS | Piece
| Cancellous screw, Short threaded, Dia. 4.0mm, Length 50mm SS | Piece
| Locking compression plate 3.5mm, 5 holes Ti | Piece
| Cortex screw, Self tapping, Dia 3.5mm, Length 36mm SS | Piece
| Cortex screw, Self tapping, Dia 3.5mm, Length 28mm SS | Piece
| Cortex screw, Self tapping, Dia 3.5mm, Length 32mm SS | Piece
| T non-locking compression plate, Oblique angled, Right angled 3.5mm, 4 holes head, shaft 5 holes SS | Piece
| Anterolateral locking tibia plate, Right 3.5, 5 holes Ti | Piece
| Anterolateral locking tibia plate, Right 3.5, 7 holes Ti | Piece
| Anterolateral locking tibia plate, Right 3.5, 11 holes, Ti | Piece
| Limited contact dynamic compression plate 3.5mm, 8 holes SS | Piece
| Distal fibular plate, Universal locking 3.5mm, 6 holes Ti | Piece
| Locking distal dorsolateral Humoral plate, Left without lateral support, 2.7/3.5mm, 9 holes Ti | Piece
| Locking compression plate 3.5mm, 8 holes Ti | Piece
| Locking distal dorsolateral humoral plate, Right without lateral support, 2.7/3.5mm, 7 holes Ti | Piece
| Locking distal dorsolateral Humoral plate, Left without lateral support, 2.7/3.5mm, 7 holes Ti | Piece
| Locking 1/3 Tubular plate 3.5mm, 6 holes Ti | Piece
| T non-locking compression plate, Oblique angled, Right angled 3.5mm, 3 holes head, shaft 4 holes SS | Piece
| Locking 1/3 Tubular plate 3.5mm, 9 holes Ti | Piece
| T non-locking compression plate, Oblique angled, Right 3.5mm, 3 holes head, shaft 5 holes SS | Piece
| Locking 1/3 Tubular plate 3.5mm, 7 holes Ti | Piece
| T non-locking compression plate, Oblique angled, Right angled 3.5mm, 3 holes head, shaft 3 holes SS | Piece
| Locking distal medial humoral plate, Right 2.7/3.5mm, 5 holes Ti | Piece
| Locking distal medial humoral plate, Left 2.7/3.5mm, 7 holes Ti | Piece
| T-locking compression plate, Right angled 3.5mm, 3 holes head, shaft 5 holes Ti | Piece
| Locking olecranon plates, Right 3.5, 6 holes Ti | Piece
| Locking olecranon plates, Left 3.5, 6 holes Ti | Piece
| T-locking compression plate, Oblique angled, Left 3.5mm, 3 holes head, shaft 3 holes Ti | Piece
| Non-locking 1/3 tubular plate 3.5mm, 7 holes SS | Piece
| Non-locking 1/3 tubular plate 3.5mm, 5 holes SS | Piece
| T-locking compression plate, Oblique angled, Right 3.55mm, 3 holes head, shaft 5 holes, Right, Ti | Piece
| Locking calcaneal plate, Left 3.5mm, length 69mm Ti | Piece
Plates
| T-locking compression plate, Right angled 3.5mm, 4 holes head, shaft 5 holes, Ti | Piece
| T-locking compression plate, Right angled 3.5mm, 3 holes head, shaft 4 holes Ti | Piece
| Proximal humoral plate, Short Philos, Locking 3.5mm, 5 holes Ti | Piece
| T-locking compression plate, Right angled 3.5mm, 3 holes head, shaft 3 holes Ti | Piece
| Non-locking 1/3 tubular plate 3.5mm, 6 holes SS | Piece
| T-locking compression plate, Oblique angled, Left 3.5mm, 3 holes head, shaft 5 holes Ti | Piece
| Non-locking 1/3 tubular plate 3.5mm, 8 holes SS | Piece
| T-locking compression plate, Oblique angled, Right 3.55mm, 3 holes head, shaft 3 holes Ti | Piece
| T-locking compression plate, Oblique angled, Left 3.5mm, 3 holes head, shaft 4 holes Ti | Piece
| T-locking compression plate, Oblique angled, Right 3.55mm, 3 holes head, shaft 4 holes Ti | Piece
| Non-locking 1/3 tubular plate 3.5mm, 9 holes SS | Piece
| Anterolateral locking tibia plate, Left 3.5, 7 holes Ti | Piece
| Distal medial locking tibia plate, Low bend, Right 3.5, 6 holes Ti | Piece
| Anterolateral locking tibia plate, Right 3.5, 9 holes Ti | Piece
| T-locking compression plate, Right angled 3.5mm, 4 holes head, shaft 4 holes, Ti | Piece
| Distal medial locking tibia plate, Low bend, Left 3.5, 10 holes Ti | Piece
| T non-locking compression plate, Oblique angled, Right angled 3.5mm, 3 holes head, shaft 5 holes SS | Piece
| Distal medial locking tibia plate, Low bend, Left 3.5, 6 holes Ti | Piece
| Proximal medial locking tibia plate, Left, 3.5, 10 holes Ti | Piece
| Proximal lateral locking tibia plate, Right, 3.5/4.0, 10 holes Ti | Piece
| Proximal humoral plate, Short Philos, Locking 3.5mm, 7 holes Ti | Piece
| T non-locking compression plate, Oblique angled, Left 3.5mm, 3 holes head, shaft 5 holes SS | Piece
| T non-locking compression plate, Oblique angled, Left 3.5mm, 3 holes head, shaft 4 holes SS | Piece
| Locking distal medial humoral plate, Right 2.7/3.5mm, 7 holes Ti | Piece
| Cortex screw, Self tapping, Dia 3.5mm, Length 26mm SS | Piece
| K-wire | Section header
| T non-locking compression plate, Oblique angled, Right angled 3.5mm, 4 holes head, shaft 4 holes SS | Piece
| Cortex screw, Self tapping, Dia 3.5mm, Length 34mm SS | Piece
| Cortex screw, Self tapping, Dia. 3.5mm, Length 26mm Ti | Piece
Instrument set
| T non-locking compression plate, Oblique angled, Left 3.5mm, 3 holes head, shaft 3 holes SS | Piece
| T non-locking compression plate, Oblique angled, Right 3.5mm, 3 holes head, shaft 3 holes SS | Piece
| Distal medial locking tibia plate, Low bend, Right 3.5, 8 holes Ti | Piece
| Cancellous screw, Short threaded, Dia 4.0mm, Length 50mm Ti | Piece
| Cancellous bone screw 4.0mm, partially threaded: Screw length 22mm | Piece
| Proximal medial locking tibia plate, Left, 3.5, 8 holes Ti | Piece
| Distal fibular plate, Universal locking 3.5mm, 7 holes Ti | Piece
| T non-locking compression plate, Oblique angled, Right 3.5mm, 3 holes head, shaft 4 holes SS | Piece
| Locking distal dorsolateral humoral plate, Right without lateral support, 2.7/3.5mm, 5 holes, Ti | Piece
| Locking compression plate 3.5mm, 6 holes Ti | Piece
| Limited contact dynamic compression plate 3.5mm, 6 holes SS | Piece
| Cortex screw, Self tapping, Dia. 3.5mm, Length 12mm Ti | Piece
| LC- Dynamic Compression Plate 3.5mm,SS 8 holes | Piece
| Cancellous screws 4.0 mm, fully threaded, self taping: Screw length 16mm | Piece
| Locking Reconstruction plate 3.5mm, 7 holes, Ti | Piece
| LC- Dynamic Compression Plate 3.5mm, SS, 6 holes | Piece
General Equipment | Burr, Rosen | Piece
| Bone drill set, Large: Single/dual trigger rotatory hand piece; Sagittal saw hand piece; Drilling and reaming attachments consisting of: Small quick connect; 1/4 inch adjustable Jacobs chuck (Keyed); Reaming attachment (Large); DHS reaming attachment; Wire collect (0.7-2.8 mm); Pin collect (2-4 mm); Battery operated; Power Supply : 230 V ± 6% , 50 Hz ± 1 % ; Power cord with 3 round pin top. Accessories: Battery charger; Batteries (3 pairs); Aseptic battery kit; Sterilization case for 3 hand pieces; Saw blades all sizes (3 pairs) (Standardised Brands: ConMed, Stryker, Roder System (Swiss make)) | set
| Bone drill set, Small, Cordless: Consisting of hand pieces with attachments (Quick coupling for kirschner wires- 0.6 to 3.2 mm, Oscillating saw attachment, Quick Chuck, Drill Chuck, Chuck key, Sterilizing channel. High speed drill; Power unit; Mini-driver; Lithium battery; Customisable sterilization tray (ITEM ID - 17571). Accessories: Battery charger; Batteries (6 nos.); Aseptic battery kit; Sterilization case for 3 hand pieces; Saw blades all sizes (3 pairs) | Set
| Dermatome unit, Electric with all accessories | Set
| Bone drill set, Small, Cordless: Consisting of 5 hand pieces (Sagittal saw; High speed drill; Oscillating saw; Reciprocating saw; and medium speed drill); Power unit ; Mini-driver; Lithium battery; Customisable sterilization tray | set
| Orthopaedic operating table, electrohydraulic: Power adjustable height, Trendelenburg/Reverse Trendelenburg, Lateral slide and Lateral tilt functions; Manual, adjustable head section; Pendant hand control; Mobile base with hydraulically operated self compensating floor locks; Capacity: approx. 200kg Accessories: Traction unit assembly | Set
| Dermatome Kit, Electric- With all accessories (Standardised Brands- Zimmer) | Set
| Skin graft mesher set | Set
| Fluoroscopic x-ray system, C-Arm, Digital . 1. Mechanical motion requirements for C-Arm: a. Motorized Vertical travel: Minimum 400 mm or more, b. Horizontal travel: 220 mm or better, C. Rotation of C-arm: +/- 270 deg. or more, d. Pivotal rotation: 12.5 deg. or more, e. Orbital rotation: minimum 120 deg. (90 deg. to minimum -30 deg.) or better f. Depth / Radius of C-arm: 650 mm or better, g. Free space between Image Intensifier & X-ray tube:Minimum 750 mm or more, h. Source to Image intensifier distance (SID): 880 mm or more & j. Total width of C-arm: Maximum 800 mm or less. Minimum 750 mm or more, 2. Collimator:- Iris Collimator 3. The C-arm should have facility of locking the C-arm movements with easy to turn handle on control unit. Rear wheels must be freely movable for easy to turn handle on control unit. Rear wheels must be freely movable for easy positioning of the complete C-arm around the OT table. 4. Image Intensifier should have at least triple field 9” input diameter offering resolution and contrast ratio (25:1 or better) 5. TV Camera: Ultra Compact CCD camera or camera with CMOS or advanced CMOS sensor with high No. of pixels (> 450000) and video band width (at least 20 MHz of better) along with 2 Nos. Medical grade 17” or more 625 lines 100 Hz flicker free TV monitors on separate monitor trolley with facility to rotate the image continuously. 7. X- ray generator: High frequency (> 14 KHz) at least 1.9 KW or even better. X-ray generator with high capacity rotating anode X-ray tube of dual foci of 0.3 and 0.6 mm. 8. Fluoroscopy output: 40-120 KV in 1 KV steps. 9. MA output: Minimum upto 8.0 mA or better. 10. Snapshot: Minimum 12.0 mA or better. 11. Fluoroscopy rate selectable: 1 image per second to 1 image per 5 second or better. 12. Automatic dose rate regulation with KV & mV control. 13. Time totaler for fluoroscopy with facility for alarm after every 5 minutes of fluoroscopy. 15. mA range: Up to 250 mA or better. 16. mA max: Up to 90 mA or better. 17. Image Memory: At least 1 (LIH) + minimum 20,000 frames dynamic digital memory on Hard Disk with 1024 X 1024 matrix or better. There should be facility to insert patient name through alpha-numeric key board. The system preferably must be upgradable for performing real time digital subtraction angiography with acquisition up to 6 frames/sec or better and road mapping functions etc. at any later date for peripheral angiography. 18. Image processing: a. The system should have automatic dose level selection., b. It should preferably have automatic image parameter selection with capability of switching on to manual selection., c. Image storage of 20,000 images on a 1024 / 1024 matrix, d. It should have image annotation facility; measuring of distances and angles, entering of demographic data of patients, support of DICOM 3.0 functions or higher., e. Image processing must be a fully digital continuous chain of at least 1k / 1k matrix for image acquisition, processing , storage, archiving and documentation. The system should allow configuration and linking up with the HIS (Hospital information system). f. Automatic KV and mA technique selection and manual mode., g. Image Vertical and horizontal reversal should be possible on the LH image after fluoroscopy., h. Should have 2x and 3x zoom function. 19. Essential Accessories: The complete functional system must be quoted with dual channel Laser light source on X-ray tube unit for making a cross to reduce the X-ray dose, built in diode area product meter for display of X-ray dose. Light weight lead aprons (2),thyroid shields (2), gonadal shields (2), lead goggles (2) and preferably a CVT and thermal imaging film printer with 12 film rolls and a CD/DVD writer should be provided. 20. Two sets of sterile drape for the X-ray tube assembly, image intensifier and C-arm. 21. Power Supply : 230 V ± 6% , 50 Hz ± 1 % ; Power cord with 3 round pin top., b. 2 KVA online UPS. 22. LCD Camera with full 180 Clock wise and Anti Clockwise rotation. 23. Foot operated backup system on large wheel. 24. Should generate Error code for troubleshooting. 25. Warranty: Company should maintenance warranty of at least 2 years. 26. Standards, safety and training should be provided: a. The System should have CE (Should be from Notified Body)/ US FDA Approval., b. The Equipment should be AERB approved and should submit documentation for the same., c. The unit shall be capable of being stored continuously in ambient temperature of 0 -50 deg. C and relative humidity of 15-90%., d. The unit shall be capable of operating in ambient temperature of 20-30 deg C and relative humidity of less than 70%., e. Should provide training to end users., f. User/Technical/Maintenance manuals to be supplied in English. (Standardised Brands: Philips, GE Healthcare or equivalent or higher) | set
| C Arm Machine : C-arm high frequency mobile X-ray Machine Suitable for the operating room and emergency room for real time guidance of orthopaedic operations. | Piece
| Dermatome blades | Piece
| Bone drill set, Large: Single/Dual rotatory hand piece; Sagittal saw hand piece; Drilling and reaming attachments consisting of: Small quick connect; adjustable Jacobs chuck (Keyed); Reaming attachment (Large); DHS reaming attachment; Wire collet (0.7-2.8 mm); Pin collet (2-4 mm); Battery operated; Accessories: Battery charger; Batteries (6 nos.); Aseptic battery kit; Sterilization case for 3 hand pieces; Saw blades all sizes (3 pairs (Standardised Brands: ConMed, Stryker, Roder System (Swiss make)) (ITEM ID - 13763) | Set
| System should be High Frequency 50 Khz Microprocessor controlled C-arm machine providing excellent image quality at low radiation, ideally suited for entry level surgery in many application fields such as orthopedics’, trauma surgery and general surgery. 1. X-RAY GENERATOR should have follow: Power output -6.0 K.W or more, KV range- 40 to 110 KVP or more, Flouro mA 0.1 to 4 mA or more, High Definition Fluoroscopy mA 0.2 to 8 mA or more, Radiography mA- 80 mA or more 2. CONTROL should have following: A very compact, soft touch control panel(APR) with LCD display on which KV, radiography mAs, fluoro time, FmA, I.I ZOOM, Error inter lock for KV, filament, thermal are displayed. Console panel should have following functions & indications. • Anatomical programming for radiography of 4 body parts (up to 8 programmes). • Selection of Continuous/multi pulse/single pulse fluoroscopy. • Machine ON/OFF switch. • I.I magnification(I.I field) selection switch • “Emergency flouro”. • Flouro and Radio mode selection. • ABS (Automatic brightness Stabilization) selection for hands free operation. • KV and mAs increase and decrease switches. • X-Ray on switch with indicators. • Switches for up/down movement of “C”. • Emergency OFF Switch on the control panel 3. X-RAY TUBE HEAD should have following: Anode type: Rotating Anode Small focal spot: 0.3 mm (Max. Power:- 5 KW) Large focal spot: 0.6 mm (Max. Power:- 17 KW) Anode heat storage capacity: 250 KHU or more The X-Ray Tube Head should be thermally protected 4. MONITOR: Two nos. 17” or more, high resolution monitors along with a trolley. 5. COLLIMATOR: Fix Type automatic Collimator should be Provided. 6. TV camera CCD should be provided. 7. X-RAY IMAGE INTENSIFIER should have following parameters: Nominal entrance field size- 23 cm (9”) Output image diameter- 25 mm Field size( Three fields are available Normal, Zoom 1 and Zoom 2)- Normal= 9”, Zoom-1 = 6”, Zoom-2 =4.5” video invert should be there. 8. C-ARM MOBILE STAND should have the following: Focus to I.I distance- 900 mm or more Rotational movement- ±180°(with I.I safety lock) Motorized Up/Down travel -430±10 mm should be Motor Driven Horizontal Travel- 210±10 mm Arc Orbital Movement -90° + 30° “C” Depth 560 mm or more Wig Wag(Panning) movement-±12.5 ° 9. DIGITAL IMAGE MEMORY SYSTEMS: Memory should be with the following features: PEN drive provision, Keeps date & time, Image PANNING, PC connectivity through LAN port 10. VOLTAGE STABILIZER: 2 KVA Servo Voltage Stabilizer compensates the voltage fluctuations on line. 11. POWER SUPPLY: Power Supply : 230 V ± 6% , 50 Hz ± 1 % ; Power cord with 3 round pin top and 2 KVA online UPS 12. All DICOM option should be there. 13. Other Requirement: The unit should be any radiation board certified. 14. Technical and user training should be provided. (Standardised Brands: Philips, GE Healthcare or equivalent or higher) (ITEM ID - 13764) | Set
General Instruments | Gouge set with case, Stille 20cm | Piece
| Operating scissor, Metzenbaum, Curved 4 1/2inch | Piece
| Retractor, Weitlaner 14cm | Piece
| Retractor, Crile, Blade width 6mm, 19 x 108mm | Piece
| Gouge set with case, Stille 10cm | Piece
| Bone holding forceps, Kern, Ratchet locking 17cm | Piece
| Bone curette, Volkmann Figure 4 | Piece
| Bone reduction forceps with rachet, Serrated 200mm | Piece
| Bone rongeur, Adson, Cranial, Single action, Straight, Bite 8mm, Length 203mm | Piece
| Chisel set with case, Stille 10cm | Piece
| Bone curette, Volkmann 13cm | Piece
| Elevator, Cobbs, Blade width 19 x 279mm | Piece
| Retractor, Senn 3 prong blade, prong width 8mm, blade 6 x 19 x 164mm (w x d x l) | Piece
| Needle holder, Mayo-Hegar 7inch | Piece
| Operating scissor, Mayo, Curved 5 3/4inch | Piece
| Thumb tissue forceps, Adson-Brown, Toothed 12cm | Piece
| Thumb tissue forceps, Adson, Toothed 15cm | Piece
| Thumb tissue forceps, Adson, Toothed 12cm | Piece
| Wire instruments set with a sterilizing tray: Consisting of: wire passer, bending dia. 70mm; Wire tightener, length 240mm with handle and two pegs; Circlage wire tighener for twisting, length 260mm; Forceps for twisting wires length 230mm; Wire bending pliers, length 155mm; Parallel plier, flat-nosed, length 160mm (in pairs); Vice grip, self-locking, length 180mm; Wire cutter, large, length 220mm; Wire coil, 1.0mm dia., 10m; Wire coil, 1.25mm dia., 10m; Kirschner wire with trocar tip, 1.0mm/150mm, SS; Kirschner wire with trocar tip, 1.25mm/150mm, SS; Krischner wire with trocar tip, 1.6mm/150mm, SS; Krischner wire with trocar tip, 2.0mm/150mm, SS; Krischner wire witht trocar tip, 2.5mm/150mm, SS; Kirschner wire with trocar tip, 3.0mm/150mm, SS | Set
Thumb tissue forceps
| Kirscher wire with threaded tip, Length 150mm, dia.1.25mm | Piece
| Kirscher wire with trocar tip, Length 230mm, dia. 2.5mm | Piece
| Kirscher wire with trocar tip, Length 150mm, dia. 1.0mm | Piece
| Circlage wires in coils, Length 10m, dia. 0.6 mm | Piece
| Operating scissor, Kelly 6 1/4inch | Piece
| Kirscher wire with trocar tip, Length 400 mm, dia. 3.0 mm, SS | Piece
| Kirscher wire with trocar tip, Length 280 mm, dia 2.5 mm, SS | Piece
| Kirscher wire with trocar tip, Length 230 mm, dia. 2.5 mm, SS | Piece
| Kirscher wire with trocar tip, Length 150 mm, dia. 2.0 mm, SS | Piece
| Kirscher wire with trocar tip, Length 150 mm, dia. 1.25 mm, SS | Piece
| Kirscher wire with trocar tip, Length 150 mm, dia. 1.6 mm, SS | Piece
| Kirscher wire with trocar tip, Length 150 mm, dia. 1.0 mm, SS | Piece
| Bone lever, Bennet 65 x 260mm | Piece
| Bone curette, Volkmann Figure 6 | Piece
| Bone holding forceps, Lowman 20cm | Piece
| Kirscher wire with threaded tip, Length 150 mm, dia. 1.25 mm, SS | Piece
| Periosteal elevator, Straight edge, 6 x 200mm | Piece
| Bone and plate holding forceps with one pointed tip and foot plate | Piece
| Periosteal elevator, Straight edge, 13 x 200mm | Piece
| Rongeur, Ruskin, Double action, Curved, Bite 5 x 33mm, Length 184mm | Piece
| Bone curette, Volkmann Figure 00 | Piece
| Bone curette, Volkmann Figure 000 | Piece
| Rongeur, Beyer, Double action, Curved, Bite 2.5mm, Length 178mm | Piece
| Bone hammer and mallet, Weight 450g | Piece
| Bone rongeur, Beyer (Lempert), Single action, Curved, Bite 2mm, Length 156mm | Piece
| Bone cutting forceps, Ruskin, Double action 184mm | Piece
| Bone reduction forceps with points, Micro-handle, Softlock 126mm | Piece
| Osteotome set with case, Stille 15cm | Piece
| Bone reduction forceps with points, Medium-handle, Soft-lock 222mm | Piece
| Bone cutting forceps, Liston, Single action 140mm | Piece
| Rongeur, Ruskin, Double action, Straight, Bite 4 x 33mm, Length 184mm | Piece
| Bone holding forceps, Kern, Ratchet locking 21cm | Piece
| Bone holding forceps, Lowman 13cm | Piece
| Bone holding forceps, Lane, Ratchet locking 45cm | Piece
| Bone holding forceps, Lowman 18cm | Piece
| Chisel set with case, Stille 20cm | Piece
| Bone reduction forceps with rachet, Serrated 170mm | Piece
| Needle holder, Crile-wood 6inch | Piece
| Gouge set with case, Stille 15cm | Piece
| Bone lever, Hohmann 22 x 250mm | Piece
| Retractor, Gelpi, Total opening 64mm, 140mm | Piece
| Circlage wires in coils, Length 10m, dia. 1.0mm | Piece
| Bone lever, Hohmann 18 x 235mm | Piece
| Bone lever, Hohmann 8 x 160mm | Piece
| Kirscher wire with threaded tip, length 280 mm, dia. 3.0 mm, SS | Piece
| Kirscher wire with threaded tip, Length 150 mm, dia. 2.0 mm, SS | Piece
| Needle holder, Mayo-Hegar 6 1/4inch | Piece
| Needle holder, Mayo-Hegar 10 3/4inch | Piece
| Needle holder, Halsey 5 1/8inch | Piece
| Retractor, Meyerding, Blade width 16mm, 51 x 229mm | Piece
| Retractor, US Army, Blade width 14mm, 44mm x 211mm | Piece
| Retractor, Kocher Langenbeck, 80 x 12mm | Piece
| Retractor, Kocher Langenbeck, 70 x 14mm | Piece
| Kirscher wire with threaded tip, length 280mm, dia. 3.0mm | Piece
| Kirscher wire with threaded tip, Length 230mm, dia. 2.5mm | Piece
| Kirscher wire with threaded tip, Length 150mm, dia. 2.0mm | Piece
| Circlage wires in coils, Length 10m, dia. 1.2mm | Piece
| Kirscher wire with trocar tip, Length 150mm, dia. 1.25mm | Piece
| Kirscher wire with trocar tip, Length 280mm, dia 2.5mm | Piece
| Kirscher wire with trocar tip, Length 150mm, dia. 2.0mm | Piece
| Operating scissor, Mayo, Straight 5 3/4inch | Piece
| Bone file 22cm | Piece
Gouge set
| Kirscher wire with trocar tip, Length 150mm, dia. 1.6mm | Piece
| Operating scissor, Mayo 6 3/4inch | Piece
Retractors
Bone holding forceps
Bone reduction forceps
Bone rongeur
| Kirscher wire with threaded tip, Length 230 mm, dia. 2.5 mm, SS | Piece
| Bone curette, Volkmann Figure 2 | Piece
| Bone curette, Volkmann 17cm | Piece
| Kirscher wire with trocar tip, Length 400mm, dia. 3.0mm | Piece
Periosteal elevators
Bone levers
Needle holders
Bone curettes
Bone chisels
Bone hammers
Wires
| Circlage wires in coils, Length 10m, dia. 0.8mm | Piece
| Bone curette, Volkmann Figure 1 | Piece
| Needle holder, Kilner 5 1/6inch | Piece
Osteotomes set
| Operating scissors | Section Header
| Bone hammer and mallet, Weight 350g | Piece
| Bone reduction forceps with rachet, Serrated 140mm | Piece
| Chisel set with case, Stille 15cm | Piece
| Osteotome set with case, Stille 10cm | Piece
| Osteotome set with case, Stille 20cm | Piece
| Bone lever, Bennet 45 x 260mm | Piece
| Retractor, Kocher Langenbeck, Width 13mm, 41 x 210mm | Piece
| Retractor, Meyerding, Blade width 51mm, 89 x 241mm | Piece
| Retractor, Volkmann 3 prongs, Blunt prong, 17 x 17 x 222mm (w x d x l) | Piece
| Retractor, Weitlaner 16cm | Piece
| Retractor, Weitlaner 20cm | Piece
| Needle holder, Crile-wood 9inch | Piece
| Operating scissor, Metzenbaum, Curved 5 3/4inch | Piece
| Operating scissor, Metzenbaum, Curved 7inch | Piece
| Operating scissor, Metzenbaum, Straight 4 1/2inch | Piece
| Circlage wires in coils, Length 10 m, dia. 0.8 mm, SS | Piece
| Circlage wires in coils, Length 10 m, dia. 0.6 mm, SS | Piece
| Circlage wires in coils, Length 10 m, dia. 1.2 mm, SS | Piece
| Circlage wires in coils, Length 10 m, dia. 1.0 mm, SS | Piece
General Orthopaedic supplies | Suture anchors | Section header
| Tourniquet cuff 30 inch | Piece
| Taylors brace, X-Large | Piece
Negative pressure wound therapy (NPWT) system
| Bandage scissor, Lister 14.5cm | Piece
| Traction splint, Hare/Sager, Universal | Piece
| Foam dressing, PVA, Self-adhesive drainage tube and adhesive PU drapes (400-600µ) porosity, Gamma sterilized with sterilization report 10 x 15 x 1cm | Piece
| Non-woven adhesive fabric 5cm x 10m | Roll
| Rubber heel, Universal | Piece
| Suture anchor 5.0mm, Ti | Piece
| Suture anchor 6.5mm, Ti | Piece
| Chinese finger trap traction tower and accessories | Piece
| Suture anchor 3.0mm, Ti | Piece
| Suture anchor 3.0mm PEEK | Piece
| Suture anchor 6.5mm, PEEK | Piece
| Thomas traction splint | Piece
| Bohler-Braun splint with pulleys, Large | Piece
| Pouch arm sling, X-Large | Piece
| Thomas splint, Half-ring with vinyl pad, Ring dia. 9inch, Inner rod length 43inch, Adult | Piece
| Plaster spreader 27 cm | Piece
| Absorbent dressing with adhesive border 15 x 8cm | 20/Pkt
| Plaster spreader 22.5 cm | Piece
| Cotton cast padding 15cm x 3m | Roll
| Pouch arm sling, Child | Piece
| Knee brace, Long, Medium | Piece
| Knee brace, Long, Large | Piece
| Canister with bacteria filter, Y connector and drainage tube | 500mL
| NPWT management device, Closed cyclic | Set
| Pouch arm sling, Large | Piece
| Bohler-Braun splint with pulleys, Medium | Piece
| Wound drainage kit, Small 7.5 x 10 x 3cm | Piece
| Knee brace, Long, X-Large | Piece
| Clavicle brace with velcro, Large | Piece
| Clavicle brace with velcro, Small | Piece
| Clavicle brace with velcro, Medium | Piece
| Stockinette roll 10cm x 10m | Roll
| Bohler-Braun splint with pulleys, Small | Piece
| Bandage scissor, Lister 18cm | Piece
| Jewitts Ash brace, Medium | Piece
| Steinmann pin with trocar tip and middle thread 4.0 x 200mm | Piece
| Wound drainage kit, Large 15 x 26 x 3cm | Piece
| Bone wax 2.5g | Packet
| Wound drainage kit, Medium 12.5 x 18 x 3cm | Piece
| Steinmann pin with trocar tip and middle thread 4.0 x 175mm | Piece
| Tourniquet System, Dual channel | Set
| Jewitts Ash brace, Large | Piece
| Adhesive film dressing with absorbent pad 25 x 10cm | 20/Pkt
| Absorbent dressing with adhesive border 25 x 10cm | 20/Pkt
| Leg traction brace with velcro closure, Large | Piece
| Adhesive film dressing with absorbent pad 15.5 x 8.5cm | 20/Pkt
| Antimicrobial foam dressing, Hydrocellular 12.5 x 12.5cm | 10/Pkt
| Crepe bandage, Cotton, Light support non-adhesive 100mm x 1.5m (4m stretched) | Roll
| Leg traction brace with velcro closure, Small | Piece
| Crepe bandage, Cotton, Light support non-adhesive 75mm x 1.5m (4m stretched) | Roll
| Cervical orthosis, Philadelphia, Medium | Piece
| Cervical orthosis, Philadelphia, Large | Piece
| Esmarch bandage 15cm x 5m | Piece
| Plaster of paris 7.5cm x 2.7m | Roll
| Tourniquet cuff 34 inch | Piece
| Tourniquet cuff, Paediatric | Piece
| Skin traction splint, Bucks, Universal | Piece
| Tourniquet cuff 24 inch | Piece
| Plaster cutting saw, Oscillating Two spanners; Spare saw blades: dia. 50mm, 65mm; Spare saw blade, Special hardness: dia. 50mm, dia., 65mm (Standardised Brands: Stryker and Oscillow) | Set
| Tourniquet cuff 12 inch | Piece
| Steinmann pin with trocar tip and middle thread 4.5 x 250mm | Piece
| Steinmann pin with trocar tip and middle thread 5.0 x 250mm | Piece
| Steinmann pin with trocar tip, 3.5mm dia., Length 200mm | Piece
| Suture anchor 5.0mm, PEEK | Piece
| Pneumatic tourniquet system. Should have personalised pressure technology. Should have automatic IVRA cuff lockout and leak detection. Should have limb occlusion pressure and limb occlusion detection. Should have dual port and dual cuff. Should have table or pole mount. Should have touch screen display for user interface. Should have battery backup of 5-7 hrs. Compliance with the international alarms (Safety alarms). Power Supply : 230 V ± 6% , 50 Hz ± 1 % ; Power cord with 3 round pin top (Standardised Brands: Zimmer or equivalent or higher). Accessories: Dual Hose- blue and red. LOP Sensor, Hose- blue and red, Sterile dual hose extension PLC and Luer, Sterile single hose extension PLC and Luer. | Numbers
| Tendon rods, Silicone | Section header
| Gardner wells tong, Titanium with spare replacement screws, S-hooks and nuts | Piece
| Tendon rod, Silicone 6mm x 25cm length | Piece
| Wrist traction tower and accessories | Piece
| Plaster cutting scissor, Bruns 24cm, 9 1/2inch | Piece
| Tendon rod, Silicone 3mm x 25cm length | Piece
| Cotton cast padding 7.5cm x 3m | Roll
| Antimicrobial foam dressing, Hydrocellular 17.5 x 17.5cm | 10/Pkt
| Dressing foam compatible with Negative pressure wound therapy system (Model: AVENC01;Venturi) | Piece
| Tubing compatible with Negative pressure wound therapy system (Model: AVENC01; Venturi) | Piece
Wire cutters
Plaster of paris
Cotton cast paddings
Stockinette rolls
Splints, Braces and Accessories
Bandages
Steinmann pins (Denham pins)
Dressing materials for advance wound mangement
Negative pressure wound therapy (NPWT) system
| Wire splint, Crammers 36inch x 4inch | Piece
| Wire splint, Crammers 36inch x 3inch | Piece
| Thomas splint, Half-ring with vinyl pad, Ring dia. 7inch, Inner rod length 33inch, Child | Piece
| Stockinette roll 7.5cm x 10m | Roll
| Cotton cast padding 10cm x 3m | Roll
| Fiberglass cast 10cm x 2.7m | Roll
| Plaster of paris 10cm x 2.7m | Roll
| Fiberglass cast 7.5cm x 2.7m | Roll
| Plaster of paris 15cm x 2.7m | Roll
| Cervical orthosis, Philadelphia, Small | Piece
| Leg traction brace with velcro closure, Medium | Piece
| Stockinette roll 5cm x 10m | Roll
| Spica Cast Table | Piece
| Bone substitute (Hydroxyapatite) | Packet
| Antibiotic Bone Cement 40g (Tobramycin) | Packet
Plate benders
Pneumatic tourniquet system(Standardised Brands: Zimmer)
| Wire splint, Crammers 24inch x 2inch | Piece
| Pouch arm sling, Medium | Piece
| Taylors brace, Medium | Piece
| Taylors brace, Small | Piece
| Steinmann pin with trocar tip, 3.5mm dia., Length 150mm | Piece
| Steinmann pin with trocar tip and middle thread 4.0 x 225mm | Piece
| Esmarch bandage 10cm x 5m | Piece
| Taylors brace, Large | Piece
| Tourniquet cuff 18 inch | Piece
| Esmarch bandage 7.5cm x 5m | Piece
| Plaster spreader 22.5cm, 9inch | Piece
| Combination wrench 11mm | Piece
| Reconstruction plate bender | Piece
| Plate bender, Roller type | Piece
| Plate bender, Bending press, A.O. type | Piece
| Plate bender, Bending iron, Small | Piece
Hemiarthroplasty System | Nylon faced impactor | Piece
| Bipolar prosthesis, Non-fenestrated, Head dia. 53.0 mm, Stem length 155mm | Piece
| Bipolar prosthesis, Non-fenestrated, Head dia. 41.0 mm, Stem length 155mm | Piece
| Measuring gauge for prosthetic head (Set of 9) | Set
| Endoprosthesis, Austin Moore, Head 37.0 mm, Stem 140 mm, Sterile | Piece
| Endoprosthesis, Austin Moore, Head 39.0 mm, Stem 140 mm, Sterile | Piece
| Endoprosthesis, Austin Moore, Head 41.0 mm, Stem 140 mm, Sterile | Piece
| Endoprosthesis, Austin Moore, Head 43.0 mm, Stem 140 mm, Sterile | Piece
| Endoprosthesis, Austin Moore, Head 55.0 mm, Stem 160 mm, Sterile | Piece
| Hollow chisel, Moore with handle SS | Piece
| Bipolar prosthesis, Non-fenestrated, Head dia. 37.0mm, Stem length 155mm | Piece
| Acetabular skid | Piece
| Bone skid, Murphy lane | Piece
| Head extractor set for A.M. prosthesis with 2 hooks | Piece
| Bipolar prosthesis, Non-fenestrated, Head dia. 39.0 mm, Stem length 155mm | Piece
| Bipolar prosthesis, Non-fenestrated, Head dia. 47.0 mm, Stem length 155mm | Piece
| Bipolar Prosthesis | Section header
| Endoprosthesis, Austin Moore, Head 55.0mm, Stem 160mm | Piece
| Bipolar prosthesis, Non-fenestrated, Head dia. 45.0 mm, Stem length 155mm | Piece
| Bipolar prosthesis, Non-fenestrated, Head dia. 43.0 mm, Stem length 155mm | Piece
| Bipolar prosthesis, Non-fenestrated, Head dia. 51.0 mm, Stem length 155mm | Piece
| Bipolar prosthesis, Non-fenestrated, Head dia. 49.0 mm, Stem length 155mm | Piece
| Femoral head extractor, Jugdet Auger | Piece
| Endoprosthesis, Austin Moore, Head 49.0mm, Stem 160mm | Piece
| Endoprosthesis, Austin Moore, Head 47.0mm, Stem 160mm | Piece
| Endoprosthesis, Austin Moore, Head 41.0mm, Stem 140mm | Piece
| Endoprosthesis, Austin Moore, Head 45.0mm, Stem 160mm | Piece
| Endoprosthesis, Austin Moore, Head 43.0mm, Stem 140mm | Piece
| Endoprosthesis, Austin Moore, Head 51.0mm, Stem 160mm | Piece
| Spare head for A.M. prosthesis | Piece
| Rasp, Thompson | Piece
| Rasp, Bipolar | Piece
| Rasp, Austin Moore | Piece
| Rasp, Austin Moore, Extralong | Piece
| Endoprosthesis, Austin Moore, Head 37.0mm, Stem 140mm | Piece
| Trial head, Small | Piece
| Trial head, Medium | Piece
| Trial head, Large | Piece
| Endoprosthesis, Austin Moore, Head 53.0mm, Stem 160mm | Piece
| Bipolar prosthesis, Non-fenestrated, Head dia. 55.0 mm, Stem length 155mm | Piece
| Endoprosthesis, Austin Moore, Head 39.0mm, Stem 140mm | Piece
| Container, SS | Piece
| Endoprosthesis, Austin Moore, Head 51.0 mm, Stem 160 mm, Sterile | Piece
| Endoprosthesis, Austin Moore, Head 49.0 mm, Stem 160 mm, Sterile | Piece
| Endoprosthesis, Austin Moore, Head 45.0 mm, Stem 160 mm, Sterile | Piece
| Endoprosthesis, Austin Moore, Head 47.0 mm, Stem 160 mm, Sterile | Piece
| Prosthesis | Section header
| Endoprosthesis, Austin Moore, Head 53.0 mm, Stem 160 mm, Sterile | Piece
| Austin Moore prosthesis instrument | Section header
| Austin Moore prosthesis instrument sets (Acetabular skid, bone skid, Murphy lane, Container-SS, Femoral Head extractor-Jugdet Auger, Head extractor set for A.M. prosthesis with 2 hooks, Hollow chisel-Moore with Handle SS, Measuring gauge for prosthetic head (Set of 9), Nylon faced impactor, Rasp-Austin Moore-Extra-long, Rasp-Austin Moore, Rasp- Bipolar, Rasp-Thompson, Spare Head for A.M. prosthesis, Trial Head-Large, Medium & Small) | set
Herbert Screw System | Herbert cannulated screw, dia. 3mm, 14mm Ti | Piece
| Herbert screw instrument set: Consisting of cannulated Bone screw system (Should include Free-hand guide insert sleeve; Free-hand depth gauge; pilot drill 2.4 mm; main drill 2 mm, guide pin dia. 1 mm; tap; screwdriver; elevator; trephine; Huene alignment guide; Straight blade (For Huene alignment guide); Replacement barrel 80 mm Length (Huene alignment guide); drill 3.2 mm dia.; free-hand guide base; Huene alignment guide; Screw/instrument case) | set
| Top wire cutter 8 inch | Piece
| Side wire cutter 8inch | Piece
Wrenches
Implants
Hand reamers
Instrument set
| Herbert cannulated screw, dia. 3mm, 18mm Ti | Piece
| Herbert cannulated screw, dia. 3mm, 26mm Ti | Piece
| Reamer, Non-cannulated, Excel T-type 14mm | Piece
| Herbert cannulated screw, dia. 3mm, 16mm Ti | Piece
| Reamer, Cannulated, T-type 12mm | Piece
| Herbert cannulated screw, dia. 3mm, 20mm Ti | Piece
| Herbert screw instrument set: Consisting of Bone screw system, Free-hand guide insert sleeve; Bone screw system, Free-hand depth gauge; Bone screw instrumentation pilot drill 2.4mm; Bone screw instrumentation main drill 2mm, dia. 1; Bone screw instrumentation tap; Bone screw instrumentation screwdriver; Bone screw instrumentation elevator; Bone screw instrumentation trephine; Bone screw instrumentation Huene alignment guide; Bone screw instrumentation, Straight blade (For Huene alignment guide); Replacement barrel 80mm Length (Huene alignment guide); Bone screw system drill 3.2mm dia.; Bone screw system free-hand guide base; Bone screw system with Huene alignment guide; Screw/instrument case | Set
| Reamer, Cannulated, T-type 14mm | Piece
| Herbert cannulated screw, dia. 3mm, 22mm Ti | Piece
| Reamer, Non-cannulated, Excel T-type 10mm | Piece
| Herbert cannulated screw, dia. 3mm, 24mm Ti | Piece
| Reamer, Non-cannulated, Excel T-type 8mm | Piece
| Reamer, Non-cannulated, Excel T-type 12mm | Piece
| Reamer, Cannulated, T-type 8mm | Piece
| Reamer, Cannulated, T-type 10mm | Piece
Instrument - Bone Chisels | Chisels Set with case: Stille 15cm | Piece
| Chisels Set with case: Stille 20cm | Piece
| Chisels Set with case: Stille 10cm | Piece
Instrument - Bone Curettes | Endoscopic Curettes, Ring Curette | Piece
| Endoscopic Curettes, Oval Cup Curette | Piece
Instrument - Bone Cutter | Ruskin Rongeurs, Curved, 9.0 inches | Piece
| Ruskin Rongeurs, Straight, 9.0 inches | Piece
| Ruskin-Liston Bone Cutting Forceps, Straight | Piece
| Ruskin-Liston Bone Cutting Forceps, Angled | Piece
| Ruskin Rongeurs, Straight, 7.5 inches | Piece
| Ruskin Rongeurs, Curved, 7.5 inches | Piece
Instrument - Bone Hammers | Bone Hammer and Mallet, Weight 350g | Piece
| Bone Hammer and Mallet, Weight 450g | Piece
Instrument - Bone Holding Forceps | Bone Reduction Forceps, with rachet, serrated, length 140mm | Piece
| Bone Reduction Forceps, with rachet, serrated, length 200mm | Piece
| Plate and Bone holding forceps, one pointed tip and foot plate | Piece
| Bone Reduction Forceps, with rachet, pointed, length 200mm | Piece
| Lane Bone Holding Forceps, 300mm, with ratchet | Piece
| Bone Reduction Forceps, with rachet, pointed, length 170mm | Piece
| Pelvic Reduction Forceps, short tips, angular, short pointed-ball tip | Piece
| Lane Bone Holding Forceps, 250mm, with ratchet | Piece
| Bone Reduction Forceps, with rachet, pointed, length 140mm | Piece
| Pelvic Reduction Forceps, long tips, angular, long pointed-ball tips | Piece
| Bone Reduction Forceps, with rachet, serrated, length 170mm | Piece
| Bone Holding Forceps, Lowman type, Size 20cm | Piece
| Bone Holding Forceps, Lowman type, Size 13cm | Piece
| Bone Holding Forceps, Kern type (ratchet locking), Size 17cm | Piece
| Bone Holding Forceps, Kern type (ratchet locking), Size 21cm | Piece
| Bone Holding Forceps, Lane type (ratchet locking), Size 45cm | Piece
| Bone Holding Forceps, Lowman type, Size 18cm | Piece
Instrument - Bone Levers | Bone Lever, Bennet, 45 x 260mm | Piece
| Bone Lever, Hohmann, 18mm wide, Length 235mm | Piece
| Bone Lever, Hohmann, 22mm wide, Length 250mm | Piece
| Bone Lever, Hohmann, 8mm wide, Length 160mm | Piece
| Bone Lever, Bennet, 65 x 260mm | Piece
Instrument - Bone Mallets | Bone Mallets, 250gms | No
| Bone Mallets, 400gms | No
Instrument - Bone Reduction Forceps | Bone Reduction Forceps with points, Micro-handle, Softlock, L 126mm | Piece
| Bone Reduction Forceps with points, Medium-handle, Softlock, L 222mm | Piece
Instrument - Bone Rongeur | Double action Rongeurs, Ruskin, Straight, Bite 4 x 33mm, Length 184mm | Piece
| Double action Rongeurs, Beyer, Curved, Bite 2.5mm, Bength 178mm | Piece
| Bone Cutting Forceps, Single action, Liston, Length 140mm | Piece
| Bone Rongeur, Single action, Beyer (Lempert), Curved, Bite 2mm, Length 156mm | Piece
| Double action Rongeurs, Ruskin, Curved, Bite 5 x 33mm, Length 184mm | Piece
| Bone Rongeur, Single action, Adson Cranial rongeur, Straight, Bite 8mm, Length 203mm | Piece
| Bone Cutting Forceps, Double action, Ruskin, Length 184mm | Piece
Instrument - Circlage Wires | Circlage Wires in coils of length 10m: Diameter 0.6 mm | Piece
| Circlage Wires in coils of length 10m: Diameter 1.0mm | Piece
| Circlage Wires in coils of length 10m, Diameter 1.2mm | Piece
| Circlage Wires in coils of length 10m: Diameter 0.8mm | Piece
Instrument - Gouge Set with case | Gouge Set with case: Stille 10cm | Piece
| Gouge Set with case: Stille 15 cm | Piece
| Gouge Set with case: Stille 20 cm | Piece
Instrument - Kirscher Wires | Kirscher Wires with threaded tip: 2.0mm dia., length 150mm | Piece
| Kirscher Wires with trocar tip: 1.25mm dia., lengths 150mm | Piece
| Kirscher Wires with trocar tip:2.5 mm dia., lengths 280m | Piece
| Kirscher Wires with threaded tip: 3.0mm dia., length 280mm | Piece
| Bone Files : Size- 22cm | Piece
| Kirscher Wires with threaded tip: 1.25mm dia., length 150mm | Piece
| Kirscher Wires with threaded tip: 2.5mm dia., length 230mm | Piece
| Kirscher Wires with trocar tip: 1.0 mm dia. Lengths 150mm | Piece
| Kirscher Wires with trocar tip: 1.6mm dia., lengths 150mm | Piece
| Kirscher Wires with trocar tip: 2.0mm dia., lengths 150mm | Piece
| Kirscher Wires with trocar tip:2.5 mm dia., lengths 230mm | Piece
| Wire Instruments along with a Sterilizing tray for wire instruments consisting of : a. Wire passer, 70mm bending diameter; b. Wire holding forceps for circlage wires, L 170mm, c. Vice Grip, self retaining, L 180mm, d. Paralel pliers, flat nosed, L 160mm, e. Wire bending pliers, L 155mm , f.Wire cutter, small, L 160mm, g. Wire cutter, large, L 220mm, h.Wire Cutters, 48cm for hard wires/pins up to 6mm diam | Piece
Instrument - Needle Holders | Needle Holders : Mayo-Hegar 27cm, 10 3/4 inch | Piece
| Needle Holders : Halsey 13cm, 5 1/8 inch | Piece
| Needle Holders : Kilner 13cm, 5 1/6 inch | Piece
| Needle Holders : Mayo-Hegar 18.5cm, 7 inch | Piece
| Needle Holders : Mayo Hegar 16cm, 6 1/4 inch | Piece
| Needle Holders : Crile-Wood 15cm, 6 inch | Piece
| Needle Holders : Crile-Wood 23cm, 9 inch | Piece
Instrument - Operating Scissors | Operating Scissors: Kelly 16cm, 6 1/4 inch | Piece
| Operating Scissors: Metzenbaum 14.5cm, 5 3/4 inch (curved) | Piece
| Operating Scissors: Mayo 14.5cm, 5 3/4 inch (curved) | Piece
| Operating Scissors: Mayo 14.5cm, 5 3/4 inch (straight) | Piece
| Operating Scissors: Metzenbaum 11.5cm, 4 1/2 inch (straight) | Piece
| Operating Scissors: Mayo 17cm, 6 3/4 inch | Piece
| Operating Scissors: Metzenbaum 11.5cm, 4 1/2 inch (curved) | Piece
| Operating Scissors: Metzenbaum 18cm, 7 inch (curved) | Piece
Instrument - Osteotomes set with case | Mini Osteotomes, 8 mm | No
| Mini Osteotomes, 6 mm | No
| Mini Osteotomes, 10 mm | No
| Osteotomes set with case: Stille 10cm | Piece
| Osteotomes set with case: Stille 15cm | Piece
| Osteotomes set with case: Stille 20cm | Piece
| Osteotomes set with case: Stille 10cm; Stille 15cm; Stille 20cm | Piece
Instrument - Periosteal Elevators | Cobbs Elevator: blade width 19mm and total length 279mm | Piece
| Periosteal Elevators, 13mm straight edge, straight blade | Piece
| Periosteal Elevators, 6mm straight edge, straight blade | Piece
Instrument - Retractors | Blount Retractors, double prong retractor | Piece
| Volkman Retractors, 4 prongs, blunt | Piece
| Volkman Retractors, 2 prongs, sharp | Piece
| Volkman Retractors, 3 prongs, sharp | Piece
| Skin Hooks, two pronged | Piece
| Retractor, Kocher Langenbeck, 80 x 12mm and 70 x 14mm | Piece
| Retractor, Langenback, width 13mm, depth 41mm and length 210mm | Piece
| Retractor, Meyerding, blade width 16mm, depth 51mm, length 229mm | Piece
| Retractor, Senn, 3 prong blade, prong w: 8mm, blade wxdxl 6 x 19 x 164mm | Piece
| Retractor, Volkmann, 3 prong, blunt, prong, wxdxl= 17 x 17 x 222mm | Piece
| Retractor: US Army , blade width 14mm, depth 44mm and length 211mm | Piece
| Retractors, Weitlaner, 14cm, 16cm and 20cm | Piece
| Skin Hooks, single pronged | Piece
| Homann Retractors, 8mm blade width, length 8.5 inches | 10/Pack
| Volkman Retractors, 3 prongs, blunt | Piece
| Humeral Head Retractor | Piece
| Volkman Retractors, 4 prongs, sharp | Piece
| Volkman Retractors, 2 prongs, blungt | Piece
| Retractors, Gelpi, total opening 64mm, length 140mm | Piece
| Retractor, Meyerding, blade width 51mm, depth 89mm, length 241mm | Piece
| Retractor, Crile, Blade width 6mm, Depth 19mm and Length 108mm | Piece
Instrument - Thumb Tissue Forceps | Thumb Tissue Forceps: Adson, toothed, 12cm | Piece
| Thumb Tissue Forceps: Adson, toothed, 15cm | Piece
| Thumb Tissue Forceps: Adson-Brown, toothed, 12cm | Piece
Instrument Set for Cannulated Screw | Basic tray for 6.5mm cannulated screws instrumentation | 1
| Drill sleeve,5.0/2.0 | 1
| Protection sleeve, 11.0/8.0 | 1
| Parallel wire guide, adjustable | 1
| Lid for 6.5mm cannulated screw instrumentation tray | 1
| Screwdriver, SW 3.5,solid | 1
| Stylet,dia.2.0mm | 2
| Parallel wire guide | 1
| Drill sleeve,8.0/5.0 | 1
| Depth gauze - 01no | 1
| Top tray for 6.5mm cannulated screws instrumentation | 1
| Spanner | 1
| Trocar | 1
Intramedullary Nail System | Intramedullary nail for femur, Left, dia. 9.3mm length 420mm SS | Piece
| Intramedullary nail for tibia, dia. 9.3mm length 255mm | Piece
| Intramedullary nail for femur, Right, dia. 10.3mm length 340mm SS | Piece
| Intramedullary nail for femur, Right, dia. 9.3mm length 360mm SS | Piece
| Intramedullary nail for tibia, dia. 8 mm length 315 mm | Piece
| Intramedullary nail for tibia, dia. 8 mm length 240 mm | Piece
| Tissue Protector, Flexible Shaft Handle, Quick Coupling, Cannulated, Depth Gauge, Depth Gauge Extension Tube Holding Forceps, Holding Forceps, Removal Tool, for use with Medullary Reaming Heads, 6.0 mm Hand Reamer, 7.0 mm Hand Reamer, 8.0 mm Hand Reamer, 5.0 mm Flexible Shaft, 470 mm (2), 7.0 mm Reduction Head, Straight, 7.0 mm Reduction Head, Angled, Universal Chuck With T-Handle, Medullary Tube, Medullary Reamer Heads (8.5 mm Diameter, 9.0 mm Diameter, 9.5 mm Diameter, 10.0 mm Diameter, 10.5 mm Diameter, 11.0 mm Diameter, 11.5 mm Diameter, 12.0 mm Diameter, 12.5 mm Diameter, 13.0 mm Diameter, 13.5 mm Diameter, 14.0 mm Diameter, 14.5 mm Diameter, 15.0 mm Diameter, 15.5 mm Diameter. 16.0 mm Diameter, 16.5 mm Diameter, 17.0 mm Diameter, 17.5 mm Diameter, 18.0 mm Diameter, 18.5 mm Diameter, 19.0 mm Diameter), Flexible Reamers, Flat Wires, 385 mm (6.0 mm, 7.0 mm, 8.0 mm, 9.0 mm, 10 mm), Graphic Case for Set, Top Tray & Medullary Reamer Head Tray . | set
| Intramedullary nail for tibia, dia. 8 mm length 330 mm | Piece
| Intramedullary nail for femur, Left, dia. 9 mm length 380 mm SS | Piece
| Intramedullary nail for tibia, dia. 8 mm length 345 mm | Piece
| Intramedullary nail for tibia, dia. 8 mm length 255 mm | Piece
| Intramedullary nail locking screw, Self taping, 4.3mm tip, 4.9mm center, length 60mm | Piece
| Intramedullary nail for tibia, dia. 8 mm length 270 mm | Piece
| Intramedullary nail for femur, Left, dia. 10.3mm length 300mm SS | Piece
| Intramedullary nail for tibia, dia. 8 mm length 360 mm | Piece
| Intramedullary nail for tibia, dia. 9 mm length 345 mm | Piece
| Intramedullary nail for femur, Right, dia. 9 mm length 400 mm SS | Piece
| Intramedullary nail for tibia, dia. 8 mm length 285 mm | Piece
| Intramedullary nail for femur, Left, dia. 10 mm length 340 mm SS | Piece
| Intramedullary nail for tibia, dia. 8 mm length 300 mm | Piece
| Intramedullary nail for tibia, dia. 8 mm length 380 mm | Piece
| Intramedullary nail for femur, Right, dia. 10 mm length 380 mm SS | Piece
| Intramedullary nail for femur, Right, dia. 10 mm length 360 mm SS | Piece
| Intramedullary nail for femur, Left, dia. 10 mm length 360 mm SS | Piece
| Cap screw Size 3.5mm length 5mm | Piece
| Cap screw for tibia 10mm | Piece
| Intramedullary nail for femur, Right, dia. 10 mm length 340 mm SS | Piece
| Intramedullary nail for femur, Right, dia. 9 mm length 360 mm SS | Piece
| IM nail locking screw | Section header
| Cap screw for tibia 15mm | Piece
| Insert for femoral cervical screws | Piece
| Intramedullary femur nail, Cervical screw, Cannulated, Shaft 6.5mm length 70mm | Piece
| IM nail, Tibia | Header section
| Intramedullary nail for femur, Left, dia. 11mm length 420mm SS | Piece
| Intramedullary nail for tibia, dia. 9 mm length 300 mm | Piece
| Intramedullary nail for tibia, dia. 8.3mm length 360mm | Piece
| Intramedullary nail locking screw, Self taping, 4.3mm tip, 4.9mm center, length 56mm | Piece
| Intramedullary nail locking screw, Self taping, 4.3mm tip, 4.9mm center, length 85mm | Piece
| Intramedullary nail for femur, Left, dia. 10 mm length 300 mm SS | Piece
| Intramedullary nail for femur, Left, dia. 10 mm length 420 mm SS | Piece
| Intramedullary nail for femur, Left, dia. 9 mm length 320 mm SS | Piece
| Intramedullary nail for femur, Left, dia. 9 mm length 400 mm SS | Piece
| Intramedullary nail for femur, Left, dia. 9 mm length 420 mm SS | Piece
| Intramedullary nail for femur, Right, dia. 10 mm length 320 mm SS | Piece
| Intramedullary nail for femur, Right, dia. 10 mm length 300 mm SS | Piece
| Intramedullary nail for tibia, dia. 9 mm length 330 mm | Piece
| Locking screw, Self-tapping, dia. 3.9mm length 38mm | Piece
| Intramedullary nail for femur, Left, dia. 9 mm length 340 mm SS | Piece
| Intramedullary nail for tibia, dia. 9 mm length 240 mm | Piece
| Intramedullary nail for femur, Right, dia. 10 mm length 400 mm SS | Piece
| Intramedullary nail for femur, Right, dia. 10 mm length 420 mm, SS | Piece
| Intramedullary nail for femur, Right, dia. 9 mm length 380 mm SS | Piece
| Intramedullary nail for tibia, dia. 9 mm length 270 mm | Piece
| Locking screw, Self-tapping, dia. 3.9mm length 30mm | Piece
| Intramedullary nail for femur, Left, dia. 10 mm length 320 mm SS | Piece
| Intramedullary nail for tibia, dia. 9 mm length 285 mm | Piece
| universal medullary nail instrument set: 2 each 4.9 mm locking bolts with self-cutting, trocar (54 total bolts), distal aiming device, 4.5 mm pin wrench, 120 mm, t-handle with quick coupling, depth gauge, insertion handle for 16-19 mm nails, locking bolt for 16-19 mm nails, fits threaded conical bolt, insertion handle for 12-16 mm nail, locking bolt for 12-16 mm nails, insertion handle for 10-12 mm nail, locking bolt for 10-12 mm nails, direction finder, threaded conical bolt for 9-12 mm nails, threaded conical bolt for 13-16 mm nails, threaded conical bolt for 17-19 mm nails, locking instrument 11.0 mm/8.0 mm, protection sleeve, aiming trocar, 8.0 mm trocar, 8.0 mm/4.5 mm drill sleeve, 4.5 mm/3.21 mm insert drill sleeve, femoral fixation bolt, screwdriver | set
| Universal medullary nail instrument set: Consisting of Awl, Small length 210mm; Tissue protector, length 140mm; Centring pin, dia. 4.0mm, length 400mm; Cutter, cannulated for UTN and Universal medullary nail, dia. 11.0mm length 350mm; Protection sleeve, length 106mm; Flexible shaft 9mm shaft dia. with fixed 9mm reamer; Flexible shaft 8mm dia. for reamers 9.5-12.5mm; Flexible shaft 10mm dia. for reamers 13-19mm; Medullary reamer 9.5mm dia.; Medullary reamer 10mm dia.; Medullary reamer 10.5mm dia.; Medullary reamer 11mm dia.; Medullary reamer 11.5mm dia.; Medullary reamer 12 mm dia.; Medullary reamer 12.5mm dia.; Medullary reamer 13mm dia.; Medullary reamer 13.5mm dia.; Medullary reamer 14mm dia.; Medullary reamer 14.5mm dia.; Medullary reamer 15 mm dia.; Medullary reamer 15.5mm dia.; Medullary reamer 16mm dia.; Reaming rod, 3.0mm dia., length 950mm; Holding forceps length 170mm; Air tube 2.0mm dia. to clean flexible shafts; Hand reamer 8.0mm dia. length 450mm; Hand reamer 9.0mm dia. length 450mm; Hand reamer 10.0mm dia. length 450mm; Hand reamer 11.0mm dia. length 450mm; Graphic case | Set
| Intramedullary nail for femur, Left, dia. 9 mm length 360 mm SS | Piece
| Intramedullary nail for femur, Left, dia. 9 mm length 380 mm SS | Piece
| Intramedullary nail for tibia, dia. 9 mm length 255 mm | Piece
| Cap screw Size 3.5mm length 25mm | Piece
| Instrument set | Section header
| Intramedullary nail for femur, Right, dia. 10.3mm length 420mm, SS | Piece
| Intramedullary nail for femur, Right, dia. 9.3mm length 300mm SS | Piece
| Intramedullary nail for femur, Right, dia. 10.3mm length 320mm SS | Piece
| Intramedullary nail for femur, Right, dia. 10.3mm length 360mm SS | Piece
| Intramedullary nail for femur, Left, dia. 12mm length 340 mm SS | Piece
| Intramedullary nail for femur, Right, dia. 11mm length 380mm, SS | Piece
| Intramedullary nail for femur, Right, dia. 10.3mm length 380mm SS | Piece
| Intramedullary nail for femur, Right, dia. 11mm length 360mm, SS | Piece
| Intramedullary nail for femur, Right, dia. 11mm length 320mm, SS | Piece
| Intramedullary nail for femur, Right, dia. 11mm length 340mm, SS | Piece
| Intramedullary nails intrument set | Set
| Intramedullary nail for femur, Right, dia. 11mm length 420mm, SS | Piece
| Intramedullary nail for femur, Right, dia. 11mm length 400mm, SS | Piece
| Intramedullary nail for femur, Right, dia. 10.3mm length 300mm SS | Piece
| Intramedullary nail for femur, Right, dia. 12mm length 320mm, SS | Piece
| Intramedullary nail for femur, Right, dia. 9.3mm length 380mm SS | Piece
| Cap screw Size 3.5mm length 15mm | Piece
| Intramedullary nail for femur, Left, dia. 10.3mm length 400mm SS | Piece
| Intramedullary nail for femur, Left, dia. 10.3mm length 380mm SS | Piece
| Intramedullary nail for femur, Right, dia. 9.3mm length 340mm SS | Piece
| Intramedullary nail for femur, Left, dia. 10.3mm length 420mm SS | Piece
| Intramedullary nail locking screw, Self taping, 4.3mm tip, 4.9mm center, length 52mm | Piece
| Intramedullary nail for femur, Left, dia. 10.3mm length 360mm SS | Piece
| Intramedullary nail for femur, Right, dia. 9.3mm length 400mm SS | Piece
| Intramedullary nail for femur, Left, dia. 9.3mm length 300mm SS | Piece
| Intramedullary nail for femur, Left, dia. 11mm length 320mm SS | Piece
| Intramedullary nail for femur, Right, dia. 9.3mm length 420mm SS | Piece
| Intramedullary nail for femur, Left, dia. 12mm length 320 mm SS | Piece
| Intramedullary nail for femur, Right, dia. 9.3mm length 320mm SS | Piece
| Intramedullary nail for femur, Right, dia. 10.3mm length 400mm SS | Piece
| Intramedullary nail for femur, Left, dia. 11mm length 340mm SS | Piece
| Intramedullary nail for femur, Left, dia. 11mm length 400mm SS | Piece
| Intramedullary nail for femur, Left, dia. 11mm length 360mm SS | Piece
| Intramedullary nail for femur, Left, dia. 11mm length 380mm SS | Piece
| Intramedullary nail for femur, Left, dia. 9.3mm length 400mm SS | Piece
| Intramedullary nail for femur, Left, dia. 12mm length 400 mm SS | Piece
| Intramedullary nail for femur, Left, dia. 12mm length 380 mm SS | Piece
| Intramedullary nail for femur, Left, dia. 12mm length 360 mm SS | Piece
| Intramedullary nail for femur, Left, dia. 9.3mm length 380mm SS | Piece
| Intramedullary nail for femur, Left, dia. 12mm length 420 mm SS | Piece
| Intramedullary nail for femur, Left, dia. 9.3mm length 360mm SS | Piece
| Intramedullary nail for femur, Left, dia. 9.3mm length 320mm SS | Piece
| Cap screw Size 3.5mm length 10mm | Piece
| Intramedullary nail for femur, Left, dia. 9.3mm length 340mm SS | Piece
| Intramedullary nail for femur, Right, dia. 12mm length 360mm, SS | Piece
| Intramedullary nail for femur, Left, dia. 10.3mm length 340mm SS | Piece
| Intramedullary nail for femur, Right, dia. 12mm length 340mm, SS | Piece
| Intramedullary nail locking screw, Self taping, 4.3mm tip, 4.9mm center, length 28mm | Piece
| Intramedullary nail locking screw, Self taping, 4.3mm tip, 4.9mm center, length 26mm | Piece
| Intramedullary nail for femur, Right, dia. 12mm length 380mm, SS | Piece
| Intramedullary nail locking screw, Self taping, 4.3mm tip, 4.9mm center, length 24mm | Piece
| Intramedullary nail for femur, Right, dia. 12mm length 400mm, SS | Piece
| Intramedullary nail for femur, Right, dia. 12mm length 420mm, SS | Piece
| Cap screw for tibia 5mm | Piece
| Intramedullary nail locking screw, Self taping, 4.3mm tip, 4.9mm center, length 46mm | Piece
| Intramedullary nail locking screw, Self taping, 4.3mm tip, 4.9mm center, length 34mm | Piece
| Intramedullary nail locking screw, Self taping, 4.3mm tip, 4.9mm center, length 30mm | Piece
| Intramedullary nail locking screw, Self taping, 4.3mm tip, 4.9mm center, length 32mm | Piece
| Intramedullary nail locking screw, Self taping, 4.3mm tip, 4.9mm center, length 44mm | Piece
| Intramedullary nail locking screw, Self taping, 4.3mm tip, 4.9mm center, length 36mm | Piece
| Intramedullary nail locking screw, Self taping, 4.3mm tip, 4.9mm center, length 42mm | Piece
| Intramedullary nail locking screw, Self taping, 4.3mm tip, 4.9mm center, length 38mm | Piece
| Intramedullary nail locking screw, Self taping, 4.3mm tip, 4.9mm center, length 40mm | Piece
| Cap screw for tibia 3.5mm | Piece
| Intramedullary nail locking screw, Self taping, 4.3mm tip, 4.9mm center, length 54mm | Piece
| Intramedullary nail locking screw, Self taping, 4.3mm tip, 4.9mm center, length 50mm | Piece
| Intramedullary nail locking screw, Self taping, 4.3mm tip, 4.9mm center, length 48mm | Piece
| Intramedullary nail for femur, Left, dia. 10.3mm length 320mm SS | Piece
| Intramedullary nail locking screw, Self taping, 4.3mm tip, 4.9mm center, length 64mm | Piece
| Intramedullary nail locking screw, Self taping, 4.3mm tip, 4.9mm center, length 58mm | Piece
| Intramedullary femur nail, Cervical screw, Cannulated, Shaft 6.5mm length 105mm | Piece
| Intramedullary femur nail, Cervical screw, Cannulated, Shaft 6.5mm length 100mm | Piece
| Intramedullary femur nail, Cervical screw, Cannulated, Shaft 6.5mm length 75mm | Piece
| Cap screw Size 3.5mm length 20mm | Piece
| Intramedullary femur nail, Cervical screw, Cannulated, Shaft 6.5mm length 110mm | Piece
| Intramedullary femur nail, Cervical screw, Cannulated, Shaft 6.5mm length 65mm | Piece
| Intramedullary femur nail, Cervical screw, Cannulated, Shaft 6.5mm length 60mm | Piece
| Cap screw for tibia 25mm | Piece
| Intramedullary nail for tibia, dia. 10mm length 285mm | Piece
| Intramedullary femur nail, Cervical screw, Cannulated, Shaft 6.5mm length 85mm | Piece
| Intramedullary femur nail, Cervical screw, Cannulated, Shaft 6.5mm length 80mm | Piece
| Intramedullary nail for tibia, dia. 10mm length 270mm | Piece
| Intramedullary femur nail, Cervical screw, Cannulated, Shaft 6.5mm length 90mm | Piece
| Intramedullary nail for tibia, dia. 10mm length 255mm | Piece
| Intramedullary femur nail, Cervical screw, Cannulated, Shaft 6.5mm length 95mm | Piece
| Intramedullary nail for tibia, dia. 10mm length 240mm | Piece
| Locking screw, Self-tapping, dia. 4.9mm length 32 mm | Piece
| Intramedullary nail for tibia, dia. 8.3mm length 300mm | Piece
| Intramedullary nail for tibia, dia. 10mm length 300mm | Piece
| Intramedullary nail for tibia, dia. 10mm length 330mm | Piece
| Intramedullary nail for tibia, dia. 10mm length 315mm | Piece
| Intramedullary nail for tibia, dia. 9.3mm length 345mm | Piece
| Intramedullary nail for tibia, dia. 8.3mm length 285mm | Piece
| Intramedullary nail for tibia, dia. 10mm length 345mm | Piece
| Intramedullary nail for tibia, dia. 10mm length 360mm | Piece
| Intramedullary nail for tibia, dia. 8.3mm length 255mm | Piece
| Intramedullary nail for tibia, dia. 9.3mm length 270mm | Piece
| Intramedullary nail for tibia, dia. 8.3mm length 330mm | Piece
| Intramedullary nail for tibia, dia. 8.3mm length 315mm | Piece
| Intramedullary nail for tibia, dia. 9.3mm length 240mm | Piece
| Intramedullary nail for tibia, dia. 8.3mm length 345mm | Piece
| Intramedullary nail for tibia, dia. 9.3mm length 330mm | Piece
| Intramedullary nail for tibia, dia. 9.3mm length 285mm | Piece
| Intramedullary nail for tibia, dia. 9.3mm length 315mm | Piece
| Intramedullary nail for tibia, dia. 9.3mm length 300mm | Piece
| Screw forceps, Self-holding | Piece
| Intramedullary nail locking screw, Self taping, 4.3mm tip, 4.9mm center, length 68mm | Piece
| Intramedullary nail locking screw, Self taping, 4.3mm tip, 4.9mm center, length 72mm | Piece
| Intramedullary nail for tibia, dia. 9.3mm length 360mm | Piece
| Intramedullary nail locking screw, Self taping, 4.3mm tip, 4.9mm center, length 100mm | Piece
| Intramedullary nail for tibia, dia. 8.3mm length 270mm | Piece
| Intramedullary nail locking screw, Self taping, 4.3mm tip, 4.9mm center, length 90mm | Piece
| Intramedullary nail locking screw, Self taping, 4.3mm tip, 4.9mm center, length 76mm | Piece
| Intramedullary nail locking screw, Self taping, 4.3mm tip, 4.9mm center, length 80mm | Piece
| Intramedullary nail for tibia, dia. 8.3mm length 240mm | Piece
| Intramedullary nail locking screw, Self taping, 4.3mm tip, 4.9mm center, length 95mm | Piece
| Cap screw for tibia 20mm | Piece
| Locking screw, Self-tapping, dia. 3.9mm length 40mm | Piece
| Locking screw, Self-tapping, dia. 3.9mm length 36mm | Piece
| Locking screw, Self-tapping, dia. 3.9mm length 32mm | Piece
| Locking screw, Self-tapping, dia. 4.9mm length 42mm | Piece
| Locking screw, Self-tapping, dia. 4.9mm length 50mm | Piece
| Intramedullary nail for femur, Left, dia. 10 mm length 400 mm SS | Piece
| Locking screw, Self-tapping, dia. 4.9mm length 34mm | Piece
| Locking screw, Self-tapping, dia. 4.9mm length 44 mm | Piece
| Locking screw, Self-tapping, dia. 4.9mm length 40mm | Piece
| Locking screw, Self-tapping, dia. 4.9mm length 36mm | Piece
| Locking screw, Self-tapping, dia. 3.9mm length 28mm | Piece
| Locking screw, Self-tapping, dia. 4.9mm length 38mm | Piece
| Locking screw, Self-tapping, dia. 3.9mm length 34mm | Piece
| Locking screw, Self-tapping, dia. 4.9mm length 30mm | Piece
| Locking screw, Self-tapping, dia. 4.9mm length 48mm | Piece
| Intramedullary nail for femur, Left, dia. 10 mm length 380 mm SS | Piece
Locking screws, Tibia, IM nailing
| Locking screw, Self-tapping, dia. 3.9mm length 26mm | Piece
| Intramedullary nail for femur, Left, dia. 9 mm length 300 mm SS | Piece
| Intramedullary nail for tibia, dia. 8.3mm length 380mm | Piece
| IM femur nails | Section header
IM femur nail, Cervical screw cannulated
| Intramedullary nail for femur, Right, dia. 9 mm length 340 mm SS | Piece
| Intramedullary nail for tibia, dia. 9 mm length 315 mm | Piece
| Intramedullary nail for femur, Right, dia. 9 mm length 420 mm SS | Piece
| Intramedullary nail for femur, Right, dia. 9 mm length 320 mm SS | Piece
| Intramedullary nail for femur, Right, dia. 9 mm length 300 mm SS | Piece
| Intramedullary nail for tibia, dia. 9 mm length 360 mm | Piece
Intramedullary Nail System, Proximal Femoral | Proximal femoral nail, 130° dia. 12 mm length 380 mm Ti | Piece
| Proximal femoral intramedullary nail instrument set, long: PFNA Jig – 130 Degree, Attachment for PFNA Blade, Distal Hole Attachment, Locking Bolt for Attachment, Extractor for PFNA Blade, Exreactor for PFNA Nail, 8.0 MM Ball Hex Screw Driver With T Handle, Key for PFNA Blade,Threaded Protection Sleeve for PFNA 10.0 MM Reamer & PFNA Blade, Conical Bolt for PFNA, Guide Wire Sleeve for 2.5 MM X 850 MM Long Wire, Threaded Screwdriver for PFNA Blade, 2 No. Threaded Guide Wire 3.0 MM X 428 MM Long, Protection Sleeve for Proximal Entry Reamer, Hammer Guide, Impacting Device for Hammer, Cannulated T-Handle For Medullary Canal, Proximal Entry Reamer 16.0 MM for PFNA, Cannulated Awl for Femur I.l. Nails, PFNA Reamer 10.0 MM – Length 380 MM, Guide Wire Sleeve for PFNA Blade Dia – 3.0 MM, T-handle Quick Coupling, Depth Gauge With 150 MM Long Sleeve, Detachable Slide Ha MMer 400 Gms, Bone Hammer 200 gms, Trocar With T-Handle 11.0 MM Dia, Protection Sleeve for 4.9 MM Locking Bolt, Plastic Medullary Tube, Drill Bit Plain Shank 4.0 MM X 300 MM Long, Drill Sleeve for 4.0 MM Drill Bit, Depth Gauge for PFNA, Extra Long Screw Driver 3.5 MM Tip,Reaming Rod Plain 2.5 MM X 850 MM Length & Graphic Aluminum Box With Three Tray for PFNA Instruments Sets. | set
| Proximal femoral intramedullary nail instrument set, Short: consisting of Protecting sleeve; Guide wire sleeve; Proximal cannulated drill; Quick coupling handle, T; Screwdriver, T; Tissue protector; Insertion handle; Connecting screw; Connector; Adaptor; Sliding hammer; Combination wrench; Proximal device bolt; Guide; Sleeve 8.2/2.0; Trocar 4.0; Guide pin, threaded 3.2/400; Guide wire, threaded 2.0/340; Guide wire 2.0/340; Guide wire 2.5/340; Guide wire, threaded 2.5/320; Depth gauze for proximal screw; Step cannulated reamer 4.5/6.3; Step cannulated reamer 6.3/9; Stoper for step reamer; Depth gauze; Drill sleeve 8.2/4.0; Drill sleeve 8.2/11; Drill sleeve 9.2/11; Guide sleeve 9.2/2.5; Trocar 2.5; Trocar 2.0; Screwdriver sw 3.5; Wrench for conical bolt; Impactor-extractor rod; Proximal locking device, radiolucent; Cannulated awl; Wrench sw 3; Drill bit, Stop 4.0; Drill bit dia. 4.0; Screwdriver, cannulated sw 5.0; Locking screw holder; Screw inserter T type for 9.0 mm screw; Screwdriver sleeve | set
| Proximal femoral nail, Short, 130° dia. 10 mm length 280 mm Ti | Piece
| Proximal femoral nail, Short, 130° dia. 12 mm length 340 mm Ti | Piece
| Proximal femoral nail, 130° dia. 12 mm length 400 mm Ti | Piece
| Proximal femoral nail, 130° dia. 12 mm length 260 mm Ti | Piece
| Proximal femoral nail, 130° dia. 12 mm length 300 mm Ti | Piece
| Neck screw for PFN, Self tapping, Cannulated, dia. 9.0mm, 110mm Ti | Piece
| Neck screw for PFN, Self tapping, Cannulated, dia. 9.0mm, 105mm Ti | Piece
| Proximal femoral nail, Short, 130° dia. 10 mm length 300 mm Ti | Piece
| Proximal femoral nail, 130° dia. 9 mm length 260 mm Ti | Piece
| PFN Instrument Set (Contents) consisting of:Depth gauze | 1
| Proximal femoral nail, 130° dia. 11 mm length 300 mm Ti | Piece
| PFN Instrument Set (Contents) consisting of:Cannulated Awl | 1
| PFN Instrument Set (Contents) consisting of:Drill sleeve, 8.2 / 11 | 2
| PFN Instrument Set (Contents) consisting of:Tissue proctector | 1
| PFN Instrument Set (Contents) consisting of:Stoper for step reamer | 2
| PFN Instrument Set (Contents) consisting of:Step cannulated reamer,6.3 / 9 | 1
| PFN Instrument Set (Contents) consisting of:Drill sleeve, 8.2 / 4.0 | 1
| PFN Instrument Set (Contents) consisting of:Drill sleeve, 9.2 / 11 | 1
| PFN Instrument Set (Contents) consisting of:Impactor-extractor rod | 1
| PFN Instrument Set (Contents) consisting of:Screwdriver , sw 3.5 | 1
| PFN Instrument Set (Contents) consisting of:Wrench for conical bolt | 1
| PFN Instrument Set (Contents) consisting of:Trocar, 2.0 | 1
| Proximal femoral nail, 130° dia. 9 mm length 300 mm Ti | Piece
| Proximal femoral nail, Short, 130° dia. 10 mm length 340 mm Ti | Piece
| Proximal femoral nail, 130° dia. 12 mm length 320 mm Ti | Piece
| Proximal femoral nail, Short, 130° dia. 10 mm length 320 mm Ti | Piece
| Proximal femoral nail, 130° dia. 11 mm length 320 mm Ti | Piece
| Proximal femoral nail, 130° dia. 9 mm length 320 mm Ti | Piece
| Proximal femoral nail, 130° dia. 9 mm length 340 mm Ti | Piece
| PFN Instrument Set (Contents) consisting of:Drill bit, Stop, 4.0 | 1
| PFN Instrument Set (Contents) consisting of:Wrench, sw 3 | 1
| PFN Instrument Set (Contents) consisting of:Guide wire,threaded,2.5 / 320 | 2
| PFN Instrument Set (Contents) consisting of:Guide sleeve,8.2/2.0 | 1
| Proximal femoral nail, Short, 130° dia. 9 mm length 380 mm Ti | Piece
| Proximal femoral nail, Short, 130° dia. 10 mm length 380 mm Ti | Piece
| PFN Instrument Set (Contents) consisting of:Guide wire sleeve | 1
| PFN Instrument Set (Contents) consisting of:Sliding hammer | 1
| Proximal femoral nail, Short, 130° dia. 10 mm length 400 mm Ti | Piece
| Proximal femoral nail, 130° dia. 12 mm length 340 mm Ti | Piece
| Proximal femoral nail, Short, 130° dia. 10 mm length 360 mm Ti | Piece
| Proximal femoral nail, 130° dia. 12 mm length 360 mm Ti | Piece
| Proximal femoral nail, 130° dia. 9 mm length 360 mm Ti | Piece
| Proximal femoral nail, 130° dia. 9 mm length 400 mm Ti | Piece
| Proximal femoral nail, 130° dia. 11 mm length 260 mm Ti | Piece
| Proximal femoral nail, Short, 130° dia. 10 mm length 260 mm Ti | Piece
| PFN Instrument Set (Contents) consisting of:Adaptor | 1
| PFN Instrument Set (Contents) consisting of:Connector | 1
| PFN Instrument Set (Contents) consisting of:Guide pin,threaded,3.2/400 | 3
| PFN Instrument Set (Contents) consisting of:Connecting screw | 2
| PFN Instrument Set (Contents) consisting of:Quick coupling handle,T | 1
| PFN Instrument Set (Contents) consisting of:Insertion handle | 1
| PFN Instrument Set (Contents) consisting of:Screwdriver,T | 1
| PFN Instrument Set (Contents) consisting of:Proctecting sleeve | 1
| PFN Instrument Set (Contents) consisting of:Trocar,4.0 | 1
| PFN Instrument Set (Contents) consisting of:Combination wrench | 1
| PFN Instrument Set (Contents) consisting of:Guide wire,2.0/340 | 2
| PFN Instrument Set (Contents) consisting of:Guide wire,threaded,2.0/340 | 2
| PFN Instrument Set (Contents) consisting of:Guide wire,2.5 / 340 | 2
| Proximal cannulated drill | 1
| Proximal device bolt | 1
| PFN Instrument Set (Contents) consisting of:Step cannulated reamer,4.5/6.3 | 1
| PFN Instrument Set (Contents) consisting of:Screwdriver sleeve | 1
| PFN Instrument Set (Contents) consisting of:Drill bit, dia.4.0 | 2
| PFN Instrument Set (Contents) consisting of:Locking screw holder | 1
| PFN Instrument Set (Contents) consisting of:Screw inserter T type for 9.0mm screw | 1
| PFN Instrument Set (Contents) consisting of:Screwdriver,cannulated,sw 5.0 | 1
| PFN Instrument Set (Contents) consisting of:Trocar, 2.5 | 1
| PFN Instrument Set (Contents) consisting of:Guide sleeve, 9.2 / 2.5 | 1
| Proximal locking device Radiolucent | 1
| Proximal femoral nail, Short, 130° dia. 10mm length 240mm Ti | Piece
Proximal femoral nails
| Neck screw for PFN, Self tapping, Cannulated, dia. 9.0mm, 100mm Ti | Piece
| Depth gauze for proximal screw | 1
| End cap for proximal femoral nail without extension Ti | Piece
Locking screws for Proximal femoral nail (PFN)
Instrument set
| Proximal femoral nail, 130° dia. 11mm length 240mm Ti | Piece
| Proximal femoral nail, 130° dia. 12mm length 240mm Ti | Piece
| Proximal femoral nail, 130° dia. 9mm length 240mm Ti | Piece
| Proximal femoral nail, 130° dia. 11 mm length 360 mm Ti | Piece
| Proximal femoral nail, 130° dia. 12 mm length 280 mm Ti | Piece
| Proximal femoral nail, 130° dia. 11 mm length 380 mm Ti | Piece
| Proximal femoral nail, 130° dia. 11 mm length 280 mm Ti | Piece
| Neck screw for PFN, Self tapping, Cannulated, dia. 9.0mm, 80mm Ti | Piece
| Locking screw for PFN, Self tapping, dia. 4.9mm, length 24mm, 34mm Ti | Piece
| Proximal femoral nail, 130° dia. 11 mm length 340 mm Ti | Piece
| End cap for proximal femoral nail 5mm extension Ti | Piece
| Locking screw for PFN, Self tapping, Cannulated, dia. 6.3mm, 85mm Ti | Piece
| Locking screw for PFN, Self tapping, Cannulated, dia. 6.3mm, 90mm Ti | Piece
| Locking screw for PFN, Self tapping, Cannulated, dia. 6.3mm, 75mm Ti | Piece
| Locking screw for PFN, Self tapping, Cannulated, dia. 6.3mm, 70mm Ti | Piece
| Locking screw for PFN, Self tapping, dia. 4.9mm, length 24mm, 36mm Ti | Piece
| Locking screw for PFN, Self tapping, Cannulated, dia. 6.3mm, 80mm Ti | Piece
| Locking screw for PFN, Self tapping, Cannulated, dia. 6.3mm, 95mm Ti | Piece
| Locking screw for PFN, Self tapping, dia. 4.9mm, length 24mm, 40mm Ti | Piece
| Locking screw for PFN, Self tapping, dia. 4.9mm, length 24mm, 48mm Ti | Piece
| Locking screw for PFN, Self tapping, dia. 4.9mm, length 24mm, 38mm Ti | Piece
| Locking screw for PFN, Self tapping, dia. 4.9mm, length 24mm, 50mm Ti | Piece
| Proximal femoral nail, 130° dia. 11 mm length 400 mm Ti | Piece
| Locking screw for PFN, Self tapping, dia. 4.9mm, length 24mm, 30mm Ti | Piece
| Neck screw for PFN, Self tapping, Cannulated, dia. 9.0mm, 85mm Ti | Piece
| Neck screw for PFN, Self tapping, Cannulated, dia. 9.0mm, 90mm Ti | Piece
| Neck screw for PFN, Self tapping, Cannulated, dia. 9.0mm, 95mm Ti | Piece
| Locking screw for PFN, Self tapping, dia. 4.9mm, length 24mm, 42mm Ti | Piece
| Locking screw for PFN, Self tapping, dia. 4.9mm, length 24mm, 32mm Ti | Piece
| Locking screw for PFN, Self tapping, dia. 4.9mm, length 24mm, 46mm Ti | Piece
| Locking screw for PFN, Self tapping, dia. 4.9mm, length 24mm, 44mm Ti | Piece
| Proximal femoral nail, 130° dia. 9 mm length 280 mm Ti | Piece
| Proximal femoral intramedullary nail instrument set: consisting of Protecting sleeve; Guide wire sleeve; Proximal cannulated drill; Quick coupling handle, T; Screwdriver, T; Tissue protector; Insertion handle; Connecting screw; Connector; Adaptor; Sliding hammer; Combination wrench; Proximal device bolt; Guide; Sleeve 8.2/2.0; Trocar 4.0; Guide pin, threaded 3.2/400; Guide wire, threaded 2.0/340; Guide wire 2.0/340; Guide wire 2.5/340; Guide wire, threaded 2.5/320; Depth gauze for proximal screw; Step cannulated reamer 4.5/6.3; Step cannulated reamer 6.3/9; Stoper for step reamer; Depth gauze; Drill sleeve 8.2/4.0; Drill sleeve 8.2/11; Drill sleeve 9.2/11; Guide sleeve 9.2/2.5; Trocar 2.5; Trocar 2.0; Screwdriver sw 3.5; Wrench for conical bolt; Impactor-extractor rod; Proximal locking device, radiolucent; Cannulated awl; Wrench sw 3; Drill bit, Stop 4.0; Drill bit dia.4.0; Screwdriver, cannulated sw 5.0; Locking screw holder; Screw inserter T type for 9.0mm screw; Screwdriver sleeve | Set
Large Fragment Basic Instrument Set for LC-DCP and DCP | Basic Instruments for LC-DCP and DCP, Synthes/Zimmer or Equivalent | Complete Set
| Basic Instrument Set LC-DCP and DCP Graphic Case, perforated, autoclavable, complete with cover | Piece
Negative Pressure Wound Therapy (NPWT) System | Closed Cyclic NPWT PU Wound Management device | Set
NPWT Disposable Supplies | CCNPWT PU Wound Drainage Kit- Medium/12.5 x 18 x 3cm | Piece
| CCNPWT canister (500ml) with Bacteria filter, Y Connector and Drainage tube | Piece
| CCNPWT PU Wound Drainage Kit- Large/15 x 26 x 3cm | Piece
| CCNPWT PU Wound Drainage Kit- Small/7.5 x 10 x 3cm | Piece
| Abdominal Wound Kit | Set
| Bacteriostatic & Fungistatic Dressings- small/medium/large | Piece
Pedicle Screw System | Implants | Section header
| Rod, Curved, Percutaneous 5.5 x 55mm | Piece
| Rod, Curved, Percutaneous 5.5 x 50mm | Piece
| Rod, Curved, Percutaneous 5.5 x 45mm | Piece
| Rod, Straight, Percutaneous 5.5 x 50mm | Piece
| Rod, Straight, Percutaneous 5.5 x 45mm | Piece
| Rod, Straight, Percutaneous 5.5 x 40mm | Piece
| Pedicle screw with nut, Percutaneous 6.5 x 40mm | Piece
| Pedicle screw with nut, Percutaneous 5.5 x 55mm | Piece
| Pedicle screw with nut, Percutaneous 5.5 x 50mm | Piece
| Pedicle screw with nut, Percutaneous 5.5 x 45mm | Piece
| Pedicle screw with nut, Percutaneous 5.5 x 40mm | Piece
| Pedicle screw with nut, Percutaneous 5.5 x 35mm | Piece
| Percutaneous pedicle screw instrument set: Consisting of MIS 6.5mm tap; MIS 7.5mm tap; MIS 8.5mm tap; Set screw starter; Rod passer; Rod bender; 100 in-lb torque wrench; Counter torque; Hybrid dilator (1 no.), Tap dilator (2 nos.), Screw dilator (3 nos.); Ratcheting straight handle; Ratcheting T-handle; Rod passer tightener; Final set screw driver; K-wire, Blunt tip; K-wire, Trocar Tip; Screw adjustment driver; MIS pedicle screw inserter; Rod callipers; MIS rod forceps; Twisting tab breaker; Head aligner; Dual set screw driver; MIS tissue dissector; Ball nose adjuster | Set
| Pedicle screw with nut, Percutaneous 6.5 x 45mm | Piece
| Pedicle screw with nut, Percutaneous 6.5 x 50mm | Piece
| Pedicle screw with nut, Percutaneous 6.5 x 55mm | Piece
| Rod, Straight, Percutaneous 5.5 x 55mm | Piece
| Rod, Curved, Percutaneous 5.5 x 40mm | Piece
Pelvic Trauma System | Pubic symphysis plate with coaxial combi holes 3.5mm, 6mm | Piece
| Screw forceps | Piece
| Bending template for 3.5mm reconstruction plate, 108mm radius, 16 holes | Piece
| Reconstruction plate 3.5mm 14 holes | Piece
| Pelvic cortex screw, self tapping 3.5mm, 80mm | Piece
| Graphic case set: Consisting of Lid for 3.5mm low profile pelvic system implant; Tray for 3.5mm low profile reconstruction plate; Tray for 3.5 low profile pelvic system cortex screws; Screw rack for 3.5mm locking screw; 2 level graphic case base | Set
| Bending template 20 holes, 260mm | Piece
| Bending template for 3.5mm reconstruction plate, 88mm radius, 16 holes | Piece
| Pubic symphysis plate with coaxial combi holes 3.5mm , 4mm | Piece
| Reconstruction plate 3.5mm 6 holes | Piece
| Reconstruction plate 3.5mm 7 holes | Piece
| Reconstruction plate 3.5mm 8 holes | Piece
| Reconstruction plate 3.5mm 9 holes | Piece
| Reconstruction plate 3.5mm 10 holes | Piece
| Reconstruction plate 3.5mm 11 holes | Piece
| Reconstruction plate 3.5mm 12 holes | Piece
| Reconstruction plate 3.5mm 13 holes | Piece
| Reconstruction plate 3.5mm 15 holes | Piece
| Reconstruction plate 3.5mm 16 holes | Piece
| Spring plate 3.5mm, 3 holes | Piece
| Pelvic cortex screw, self tapping 3.5mm, 55mm | Piece
| Pelvic cortex screw, self tapping 3.5mm, 40mm | Piece
| Pelvic cortex screw, self tapping 3.5mm, 45mm | Piece
| Pelvic cortex screw, self tapping 3.5mm, 50mm | Piece
| Pelvic cortex screw, self tapping 3.5mm, 60mm | Piece
| Pelvic cortex screw, self tapping 3.5mm, 65mm | Piece
| Pelvic cortex screw, self tapping 3.5mm, 70mm | Piece
| Pelvic cortex screw, self tapping 3.5mm, 75mm | Piece
| Pelvic cortex screw, self tapping 3.5mm, 85mm | Piece
| Spring plate 3.5mm, 2 holes | Piece
Plaster of Paris | Paster of Paris: Size 7.5cmx 2.7m | Roll
| Fiber glass cast: Size- 10cm x 2.7m | Roll
| Fiber glass cast: Size- 7.5cm x 2.7m | Roll
| Paster of Paris: Size 15cm x 2.7m | Roll
| Paster of Paris: Size 10cm x 2.7m | Roll
Pneumatic Tourniquet System | Zimmer or Stryker equivalent doul channel tourniquet | Piece
| Eshmarch : Size:LxWxH= 480mmx260mmx5mm | Piece
| Tourniquet Cuff : size 18 inches | Piece
| Tourniquet Cuff : size 30 inches | Piece
| Tourniquet Cuff : size 24 inches | Piece
| Tourniquet Cuff : size 34 inches | Piece
| Tourniquet Cuff : size 12 inches | Piece
| Tourniquet Cuff, Paediatric | Piece
Proximal Femoral Nail (PFN) System (PFN Implants) | PFN Implants: Locking screw, Dia. 6.3mm, self tapping, cannulated, Titanium, 70mm | Piece
| PFN Implants: Locking screw, Dia. 4.9mm, Length 24mm, self tapping, Titanium, 44mm | Piece
| Femoral neck screw for PFN, Dia. 9.0mm, self tapping, cannulated, Titanium, 100mm | Piece
| PFN Implants: Locking screw, Dia. 4.9mm, Length 24mm, self tapping, Titanium, 32mm | Piece
| PFN Implants: Locking screw, Dia. 4.9mm, Length 24mm, self tapping, Titanium, 36mm | Piece
| PFN Implants: Locking screw, Dia. 4.9mm, Length 24mm, self tapping, Titanium, 38mm | Piece
| PFN Implants: Locking screw, Dia. 4.9mm, Length 24mm, self tapping, Titanium, 40mm | Piece
| PFN Implants: Locking screw, Dia. 4.9mm, Length 24mm, self tapping, Titanium, 42mm | Piece
| PFN Implants: Locking screw, Dia. 4.9mm, Length 24mm, self tapping, Titanium, 46mm | Piece
| PFN Implants: Locking screw, Dia. 4.9mm, Length 24mm, self tapping, Titanium, 48mm | Piece
| PFN Implants: Locking screw, Dia. 4.9mm, Length 24mm, self tapping, Titanium, 50mm | Piece
| PFN Implants: Locking screw, Dia. 6.3mm, self tapping, cannulated, Titanium, 75mm | Piece
| PFN Implants: Locking screw, Dia. 6.3mm, self tapping, cannulated, Titanium, 80mm | Piece
| PFN Implants: Locking screw, Dia. 6.3mm, self tapping, cannulated, Titanium, 85mm | Piece
| PFN Implants: Locking screw, Dia. 6.3mm, self tapping, cannulated, Titanium, 90mm | Piece
| PFN Implants: Locking screw, Dia. 6.3mm, self tapping, cannulated, Titanium, 95mm | Piece
| PFN Implants: Locking screw, Dia. 4.9mm, Length 24mm, self tapping, Titanium, 30mm | Piece
| PFN Implants: Locking screw, Dia. 4.9mm, Length 24mm, self tapping, Titanium, 34mm | Piece
| Femoral neck screw for PFN, Dia. 9.0mm, self tapping, cannulated, Titanium, 95mm | Piece
| Proximal femoral nail, 130˚, short, Dia. 12mm, Length 240mm, Titanium | Piece
| End cap for Proximal femoral nail, 5mm extension, Titanium | Piece
| Proximal femoral nail, 130˚, short, Dia. 9mm, Length 240mm, Titanium | Piece
| End cap for Proximal femoral nail, without extension, Titanium | Piece
| Femoral neck screw for PFN, Dia. 9.0mm, self tapping, cannulated, Titanium, 80mm | Piece
| Femoral neck screw for PFN, Dia. 9.0mm, self tapping, cannulated, Titanium, 85mm | Piece
| Proximal femoral nail, 130˚, short, Dia. 11mm, Length 240mm, Titanium | Piece
| Femoral neck screw for PFN, Dia. 9.0mm, self tapping, cannulated, Titanium, 90mm | Piece
| Proximal femoral nail, 130˚, short, Dia. 10mm, Length 240mm, Titanium | Piece
Rush pins (Rods) set | Rush rod with rounded tip, dia. 2mm, Length 22.86cm | Piece
| Rush rod with rounded tip, dia. 2mm, Length 25.40cm | piece
| Rush rod with rounded tip, dia. 3mm, Length 19.05cm | Piece
| Rush rod with rounded tip, dia. 3mm, Length 21.59cm | Piece
| Rush rod with rounded tip, dia. 2mm, Length 24.13cm | Piece
| Rush rod with rounded tip, dia. 3mm, Length 17.78cm | Piece
| Rush Pin Driver | Piece
| Rush Rod 6mm diameter of various lengths | Piece
| Rush Rod 3mm diameter of various lengths | Piece
| Rush Pin Awl/Reamer | Piece
| Rush Pins, daimeter 3mm, Length 26.62cm | Piece
| Rush Pin Extractor | Piece
| Rush Pins, daimeter 5mm, Length 20.32cm | Piece
| Rush Pins, daimeter 5mm, Length 22.23cm | Piece
| Rush Pins, daimeter 5mm, Length 24.13cm | Piece
| Rush Pins, daimeter 5mm, Length 26.04cm | Piece
| Rush Pins, daimeter 5mm, Length 27.94cm | Piece
| Rush Pins, daimeter 5mm, Length 29.85cm | Piece
| Rush Pins, daimeter 5mm, Length 31.75cm | Piece
| Rush Pins, daimeter 5mm, Length 35.47cm | Piece
| Rush Pins, daimeter 5mm, Length 37.47cm | Piece
| Rush Pins, daimeter 5mm, Length 39.37cm | Piece
| Rush Pins, daimeter 3mm, Length 17.78cm | Piece
| Rush Pins, daimeter 3mm, Length 22.80cm | Piece
| Rush Pins, daimeter 3mm, Length 24.13cm | Piece
| Rush Pins, daimeter 3mm, Length 25.40cm | Piece
| Rush Pins, daimeter 3mm, Length 20.32cm | Piece
| Rush Rod 5mm diameter of various lengths | Piece
| Rush rod with rounded tip, dia. 3mm, Length 22.80cm | Piece
Rush pins
| Rush rod with rounded tip, dia. 3mm, Length 26.62cm | Piece
| Rush Pins, daimeter 5mm, Length 33.66cm | Piece
Rush pins instrument
| Rush rod with rounded tip, dia. 2mm, Length 19.05cm | Piece
| Rush rod with rounded tip, dia. 5mm, Length 26.04cm | Piece
| Rush rod with rounded tip, dia. 2mm, Length 15.24cm | Piece
| Awl/Reamer, Rush pin | Piece
| Rush rod with rounded tip, dia. 5mm, Length 20.32cm | Piece
| Rush rod with rounded tip, dia. 5mm, Length 24.13cm | Piece
| Rush rod with rounded tip, dia. 5mm, Length 22.23cm | Piece
| Rush pin, dia. 3mm, Length 19.05cm | Piece
| Rush rod with rounded tip, dia. 5mm, Length 43.18cm | Piece
| Rush rod with rounded tip, dia. 5mm, Length 27.94cm | Piece
| Extractor, Rush pin | Piece
| Rush rod with rounded tip, dia. 5mm, Length 45.09cm | Piece
| Rush rod with rounded tip, dia. 5mm, Length 46.99cm | Piece
| Rush rod with rounded tip, dia. 3mm, Length 24.13cm | Piece
| Rush rod with rounded tip, dia. 3mm, Length 25.40cm | Piece
| Rush rod with rounded tip, dia. 2mm, Length 24.13cm | Piece
| Rush rod with rounded tip, dia. 3mm, Length 26.62cm | Piece
| Rush rod with rounded tip, dia. 2mm, Length 21.59cm | Piece
| Rush rod with rounded tip, dia. 2mm, Length 16.51cm | Piece
| Rush rod with rounded tip, dia. 2mm, Length 20.32cm | Piece
| Rush rod with rounded tip, dia. 2mm, Length 17.78cm | Piece
| Driver, Rush pin | Piece
| Rush rod with rounded tip, dia. 3mm, Length 15.24cm | Piece
| Rush rod with rounded tip, dia. 5mm, Length 41.28cm | Piece
| Rush rod with rounded tip, dia. 5mm, Length 39.37cm | Piece
| Rush rod with rounded tip, dia. 5mm, Length 37.47cm | Piece
| Rush pin, dia. 3mm, Length 21.59cm | Piece
| Rush rod with rounded tip, dia. 5mm, Length 35.47cm | Piece
| Rush rod with rounded tip, dia. 5mm, Length 33.66cm | Piece
| Rush rod with rounded tip, dia. 5mm, Length 29.85cm | Piece
| Rush rod with rounded tip, dia. 5mm, Length 31.75cm | Piece
| Rush rod with rounded tip, dia. 5mm, Length 18.42cm | Piece
| Rush rod with rounded tip, dia. 3mm, Length 20.32cm | Piece
| Rush rod with rounded tip, dia. 3mm, Length 16.51cm | Piece
Sirus IM Nail Instrument Set | Locking 1/3 Non-tubular Plate 3.5mm, 5 holes, SS | Piece
| Locking 1/3 Non-tubular Plate 3.5mm, 6 holes, SS | Piece
| Sirus Intramedullary Nail for femur, right, Nail Size 9.3mm dia., L 300mm, SS | Piece
| Sirus Intramedullary Nail for femur, right, Nail Size 9.3mm dia., L 320mm, SS | Piece
| Sirus Intramedullary Nail for femur, right, Nail Size 9.3mm dia., L 360mm, SS | Piece
| Sirus Intramedullary Nail for femur, right, Nail Size 9.3mm dia., L 380mm, SS | Piece
| Sirus Intramedullary Nail for femur, right, Nail Size 9.3mm dia., L 400mm, SS | Piece
| Sirus Intramedullary Nail for femur, right, Nail Size 10.3mm dia., L 300mm, SS | Piece
| Sirus Intramedullary Nail for femur, right, Nail Size 10.3mm dia., L 320mm, SS | Piece
| Sirus Intramedullary Nail for femur, right, Nail Size 10.3mm dia., L 340mm, SS | Piece
| Sirus Intramedullary Nail for femur, right, Nail Size 10.3mm dia., L 360mm, SS | Piece
| Sirus Intramedullary Nail for femur, right, Nail Size 10.3mm dia., L 380mm, SS | Piece
| Sirus Intramedullary Nail for femur, right, Nail Size 10.3mm dia., L 420mm, SS | Piece
| Sirus Intramedullary Nail for femur, left, Nail Size 9.3mm dia., L 300mm, SS | Piece
| Sirus Intramedullary Nail for femur, left, Nail Size 9.3mm dia., L 320mm, SS | Piece
| Sirus Intramedullary Nail for femur, left, Nail Size 9.3mm dia., L 360mm, SS | Piece
| Sirus Intramedullary Nail for femur, left, Nail Size 9.3mm dia., L 380mm, SS | Piece
| Sirus Intramedullary Nail for femur, left, Nail Size 9.3mm dia., L 400mm, SS | Piece
| Sirus Intramedullary Nail for femur, left, Nail Size 10.3mm dia., L 380mm, SS | Piece
| Sirus Intramedullary Nail Locking screw, self taping, Size 4.3mm tip, 4.9mm center, L 34mm | Piece
| Sirus Intramedullary Nail Locking screw, self taping, Size 4.3mm tip, 4.9mm center, L 36mm | Piece
| Sirus Intramedullary Nail Locking screw, self taping, Size 4.3mm tip, 4.9mm center, L 38mm | Piece
| Sirus Intramedullary Nail Locking screw, self taping, Size 4.3mm tip, 4.9mm center, L 68mm | Piece
| Sirus Intramedullary Femur Nail Cervical screw, cannulated Size 6.5mm shaft, L 60mm | Piece
| Sirus Intramedullary Femur Nail Cervical screw, cannulated Size 6.5mm shaft, L 65mm | Piece
| Sirus Intramedullary Nail for Tibia, Nail Size 9.3mm dia., L 285mm | Piece
| Sirus Intramedullary Nail for Tibia, Nail Size 9.3mm dia., L 300mm | Piece
| Locking screw ø 3.9mm, self-tapping L 38mm | Piece
| Sirus Intramedullary Nail for femur, left, Nail Size 10.3mm dia., L 300mm, SS | Piece
| Sirus Intramedullary Nail for femur, left, Nail Size 10.3mm dia., L 320mm, SS | Piece
| Sirus Intramedullary Nail for femur, left, Nail Size 10.3mm dia., L 340mm, SS | Piece
| Sirus Intramedullary Nail for femur, left, Nail Size 10.3mm dia., L 360mm, SS | Piece
| Sirus Intramedullary Nail for femur, left, Nail Size 10.3mm dia., L 400mm, SS | Piece
| Sirus Intramedullary Nail for femur, left, Nail Size 10.3mm dia., L 420mm, SS | Piece
| Sirus Intramedullary Nail Locking screw, self taping, Size 4.3mm tip, 4.9mm center, L 30mm | Piece
| Sirus Intramedullary Nail Locking screw, self taping, Size 4.3mm tip, 4.9mm center, L 32mm | Piece
| Sirus Intramedullary Nail Locking screw, self taping, Size 4.3mm tip, 4.9mm center, L 40mm | Piece
| Sirus Intramedullary Nail Locking screw, self taping, Size 4.3mm tip, 4.9mm center, L 42mm | Piece
| Sirus Intramedullary Nail Locking screw, self taping, Size 4.3mm tip, 4.9mm center, L 64mm | Piece
| Sirus Intramedullary Nail for Tibia, Nail Size 10mm dia., L 285mm | Piece
| Sirus Intramedullary Nail for Tibia, Nail Size 10mm dia., L 300mm | Piece
| Sirus Intramedullary Nail for Tibia, Nail Size 8.3mm dia., L 285mm | Piece
| Sirus Intramedullary Nail for Tibia, Nail Size 8.3mm dia., L 300mm | Piece
| Sirus Intramedullary Nail for Tibia, Nail Size 8.3mm dia., L 315mm | Piece
| Locking screw ø 4.9mm, self-tapping L 30mm | Piece
| Locking screw ø 4.9mm, self-tapping L 32 mm | Piece
| Locking screw ø 4.9mm, self-tapping L 34mm | Piece
| Locking screw ø 4.9mm, self-tapping L 36mm | Piece
| Locking screw ø 4.9mm, self-tapping L 38mm | Piece
| Locking screw ø 4.9mm, self-tapping L 40mm | Piece
| Locking screw ø 3.9mm, self-tapping L 32mm | Piece
| Locking screw ø 3.9mm, self-tapping L 34mm | Piece
| Locking screw ø 3.9mm, self-tapping L 36mm | Piece
| Locking screw ø 3.9mm, self-tapping L 40mm | Piece
| Locking screw ø 3.9mm, self-tapping L 30mm | Piece
| Sirus Intramedullary Nail Locking screw, self taping, Size 4.3mm tip, 4.9mm center, L 60mm | Piece
| Sirus Intramedullary Nail for Tibia, Nail Size 10mm dia., L 315mm | Piece
| Sirus Intramedullary Nail Locking screw, self taping Size 4.3mm tip, 4.9mm center, L 28mm | Piece
| Sirus Intramedullary Femur Nail Cervical screw, cannulated Size 6.5mm shaft, L 70mm | Piece
| Sirus Intramedullary Nail for femur, left, Nail Size 9.3mm dia., L 420mm, SS | Piece
| Sirus Intramedullary Nail for femur, left, Nail Size 9.3mm dia., L 340mm, SS | Piece
| Sirus Intramedullary Nail for femur, right, Nail Size 10.3mm dia., L 400mm, SS | Piece
| Sirus Intramedullary Nail for femur, right, Nail Size 9.3mm dia., L 420mm, SS | Piece
| Sirus Intramedullary Nail for femur, right, Nail Size 9.3mm dia., L 340mm, SS | Piece
| Zimmer cannulated drill Bit 4.5mm(sirus) | Piece
| Self-retaining abdominal Retractor, Balfour - Adult, SS | Piece
Spare Parts for Existing Instruments | Arthroscopic Surgery Accessory Supplies: Take-apart Scissors | Piece
| Synthes DHS/DCS Instrument Spare Parts: 338.47, DCS Reaming Head | Piece
| Synthes DHS/DCS Instrument Spare Parts: 338.010, Drill Bit | Piece
| Power Drill Spare Parts: ConMed Power Pro, PRO200, Linvatec Cable Ref MC5057 | Piece
| Power Drill Spare Parts: Rodar Power Control Unit, Cable Part number 15.01 | Piece
| Synthes DHS/DCS Instrument Spare Parts: 338.00, 2.5mm Threaded Guide Wires | Piece
| Synthes DHS/DCS Instrument Spare Parts: 338.20, DHS/DCS Coupling Screw, Short | Piece
| Synthes DHS/DCS Instrument Spare Parts: 338.21, DHS/DCS Guide Shaft | Piece
| Karl Storz Arthroscopy Equipment Spare Parts: 495 ND Fiber Optic Cable, 3.5mm, length 400cm | Piece
| HOPKINS II Telecope 30 degrees, 4mm, 18cm | Piece
Spinal Surgical System | Disc punch, Upward 4mm | Piece
| Disc punch, Upward 3mm | Piece
| Disc punch, Downward 3mm | Piece
| Disc punch, Straight 3mm | Piece
| Disc punch, Downward with teeth 4mm | Piece
| Disc punch, Upward 5mm | Piece
| Disc punch, Downward with teeth 2mm | Piece
| Disc punch, Straight with teeth 5mm | Piece
| Disc punch, Straight with teeth 2mm | Piece
| Disc punch, Straight with teeth 4mm | Piece
| Kerrison punch, Downward 2mm | Piece
| Disc punch, Upward with teeth 3mm | Piece
| Disc punch, Upward with teeth 2mm | Piece
| Disc punch, Downward with teeth 5mm | Piece
| Kerrison punch, Downward 1mm | Piece
| Kerrison punch, Upward 1mm | Piece
| Kerrison punch, Upward 5mm | Piece
| Kerrison punch, Upward 4mm | Piece
| Kerrison punch, Upward 3mm | Piece
| Kerrison punch, Upward 2mm | Piece
| Kerrison punch, Downward 4mm | Piece
| Kerrison punch, Downward 5mm | Piece
| Kerrison punch, Downward 3mm | Piece
| Disc punch, Upward with teeth 5mm | Piece
| Disc punch, Downward 5mm | Piece
| Disc punch, Downward with teeth 3mm | Piece
| Disc punch, Upward with teeth 4mm | Piece
| Disc punch, Straight with teeth 3mm | Piece
| Disc punch, Upward 2mm | Piece
| Disc punch, Downward 4mm | Piece
| Disc punch, Straight 4mm | Piece
| Disc punch, Straight 5mm | Piece
| Disc punch, Downward 2mm | Piece
| Disc punch, Straight 2mm | Piece
Spine | Polyaxial titanium screw dia 6.2mm length 50mm | Piece
| Titanium reduction screw dia 4.5mm length 45mm | Piece
| Polyaxial titanium screw dia 6.2mm length 40mm | Piece
| Cross Connector Rod 70mm | Piece
| Titanium Rod Dia.4.5mm, Length 300mm | Piece
| Titanium reduction screw dia 4.5mm length 50mm | Piece
| Titanium reduction screw dia 5.5mm length 40mm | Piece
| Titanium reduction screw dia 5.5mm length 45mm | Piece
| Titanium iliac screw dia 5.5mm length 95mm | Piece
| Titanium iliac screw dia 6.2mm length 70mm | Piece
| TLIF set: Quick Coupling T-Handle, Cage Introducer, Cage Impactor, Cage Impactor Curved, Box Currette – Straight, Box Currette – Left, Box Currette – Right, Cage Trial For Transforminal Lateral Intervertrabaral Fusion Cage (TLIF Cage) - (7.0mm, 8.0mm, 9.0mm, 10.0mm, 11.0mm, 12.0mm), Cage Distractor - (7.0mm, 8.0mm, 9.0mm, 10.0mm, 11.0mm, 12.0mm), Implant and Instrument Box For CAGE. | Set
| TLIF Cage PEEK Width 28mm, Height 7mm | Piece
| TLIF Cage PEEK Width 28mm, Height 8mm | Piece
| TLIF Cage PEEK Width 28mm, Height 11mm | Piece
| Oblique Lumbar Interbody Fusion Cage Titanium | Piece
| MIS titanium contoured rod length 45mm | Piece
| MIS titanium contoured rod length 105mm | Piece
| MIS titanium contoured rod length 115mm | Piece
| Titanium reductio screw dia 6.2mm length 45mm | Piece
| PLIF titanium cage degree 0, width 22/26mm, height 14mm | Piece
| MIS spinal fixation instrument set | Set
| Anterior cervial locking plate titanium alloy level II, length 47.5mm | Piece
| Anterior cervial locking plate titanium alloy level II, length 50mm | Piece
| Anterior cervical locking plate titanium alloy level III, length 52.5mm | Piece
| Anterior cervical locking plate titanium alloy level III, length 57.5mm | Piece
| Anterior cervical locking plate titanium alloy level III, length 72.5mm | Piece
| Anterior cervical locking screw with self drilling dia 4mm length 13mm | Piece
| Anterior cervical locking screw with self drilling dia 4mm length 17mm | Piece
| Posterior cervical polyaxial pedicle screw titanium dia 3.5mm, length 18mm | Piece
| Low profile occipital plate accommodate 3.5mm rod | Piece
| Posterior cervial titanium rod dia 3.5mm, length 220mm | Piece
| Polyaxial titanium screw dia 5.5mm length 50mm | Piece
| Mesh cage Dia.10mm, Length 25mm | Piece
| Mesh cage Dia.10mm, Length 30mm | Piece
| Mesh cage Dia.10mm, Length 35mm | Piece
| Mesh cage Dia.10mm, Length 45mm | Piece
| Mesh cage Dia.10mm, Length 50mm | Piece
| Mesh cage Dia.10mm, Length 100mm | Piece
| Mesh cage Dia.12mm, Length 100mm | Piece
| Mesh cage Dia.14mm, Length 15mm | Piece
| Mesh cage Dia.14mm, Length 20mm | Piece
| Mesh cage Dia.14mm, Length 30mm | Piece
| Mesh cage Dia.14mm, Length 40mm | Piece
| Mesh cage Dia.14mm, Length 60mm | Piece
| Mesh cage Dia.14mm, Length 100mm | Piece
| Anterior cervical locking plate titanium alloy level I, Length 19mm | Piece
| Stand Alone Cage -Titanium 11mm | Piece
| Stand Alone Cage -Titanium 12mm | Piece
| Stand Alone Screw Titanium Dia.3.0mm, Length 12 mm | Piece
| Anterior Cervical spine locking plating instrument set | Set
| Stand Alone Screw Titanium Dia.3.0mm, Length 16mm | Piece
| Anterior cervical locking plate titanium alloy level I, Length 25mm | Piece
| Anterior cervical locking plate titanium alloy level I, Length 27.5mm | Piece
| Poly Axial Reduction Screw dia.5.0mm, Length 30mm | Piece
| Extended Connector Axial 4.5mm x 90mm | Piece
| Spine Kyphoplasty instruments set; Kyphoplasty Balloon Catheter (15mm)-1, Puncture Needle-2, Bone Filler Device-3, Bone Filler Device (BiopsyTool)-1, Guide wire -1, Dilator-2, Protective Sleeve-2, Drill Bit-1, Medical Balloon Catheter Syringe Pump-1, Bone Cement Filling Device, Balloon Inflator, Graphic Box. | Set
| Poly Axial Screw dia.6.0mm, Length 25mm | Piece
| Poly Axial Screw dia.6.0mm, Length 35mm | Piece
| Poly Axial Screw dia.6.0mm, Length 40mm | Piece
| Poly Axial Screw dia.6.0mm, Length 45mm | Piece
| Poly Axial Reduction Screw dia.5.0mm, Length 25mm | Piece
| Integrated prone surgery support holder | Piece
| Occipital plate screw dia 3.5mm length 8mm | Piece
| Occipital plate screw dia 3.5mm length 18mm | Piece
| Anterior cervical locking plate titanium alloy level III, length 67.5mm | Piece
| Polyaxial titanium screw dia 4.5mm length 50mm | Piece
| Polyaxial titanium screw dia 4.5mm length 45mm | Piece
| TLIF Cage PEEK Width 28mm, Height 13mm | Piece
| TLIF Cage PEEK Width 28mm, Height 12mm | Piece
| Anterior cervical locking plate titanium alloy level I, Length 30mm | Piece
| Anterior cervical locking plate titanium alloy level III, length 65mm | Piece
| Polyaxial titanium screw dia 6.2mm length 55mm | Piece
| Polyaxial titanium screw dia 4.5mm length 40mm | Piece
| MIS titanium contoured rod length 35mm | Piece
| PLIF titanium cage degree 0, width 22/26mm, height 10mm | Piece
| PLIF titanium cage degree 0, width 22/26mm, height 8mm | Piece
| TLIF Cage PEEK Width 28mm, Height 14mm | Piece
| PLIF titanium cage degree 0, width 22/26mm, height 7mm | Piece
| MIS titanium contoured rod length 95mm | Piece
| MIS titanium contoured rod length 90mm | Piece
| MIS titanium contoured rod length 60mm | Piece
| MIS polyaxial titanium pedicle screws dia. 5.5mm length 35mm | Piece
| Titanium iliac screw dia 5.5mm length 65mm | Piece
| Polyaxial titanium screw dia 5.5mm length 45mm | Piece
| Polyaxial titanium screw dia 5.5mm length 40mm | Piece
| Polyaxial titanium screw dia 5.5mm length 35mm | Piece
| Titanium reductio screw dia 6.2mm length 50mm | Piece
| Polyaxial titanium screw dia 6.2mm length 35mm | Piece
| Polyaxial titanium screw dia 6.2mm length 45mm | Piece
| Titanium reduction screw dia 5.5mm length 50mm | Piece
| Titanium lateral connector length 25mm | Piece
| Titanium iliac screw dia 6.2mm length 80mm | Piece
| Titanium iliac screw dia 5.5mm length 70mm | Piece
| Titanium iliac screw dia 5.5mm length 85mm | Piece
| Titanium iliac screw dia 5.5mm length 75mm | Piece
| Titanium iliac screw dia 5.5mm length 80mm | Piece
| Titanium lateral connector length 20mm | Piece
| Titanium iliac screw dia 6.2mm length 85mm | Piece
| Titanium iliac screw dia 6.2mm length 95mm | Piece
| Titanium iliac screw dia 6.2mm length 90mm | Piece
| MIS titanium contoured rod length 55mm | Piece
| MIS polyaxial titanium pedicle screws dia. 5.5mm length 40mm | Piece
| MIS titanium contoured rod length 50mm | Piece
| MIS titanium contoured rod length 30mm | Piece
| MIS polyaxial titanium pedicle screws dia. 5.5mm length 50mm | Piece
| MIS polyaxial titanium pedicle screws dia. 5.5mm length 45mm | Piece
| MIS titanium contoured rod length 135mm | Piece
| MIS titanium contoured rod length 120mm | Piece
| MIS titanium contoured rod length 70mm | Piece
| MIS titanium contoured rod length 65mm | Piece
| MIS titanium contoured rod length 80mm | Piece
| MIS titanium contoured rod length 75mm | Piece
| MIS titanium contoured rod length 130mm | Piece
| MIS titanium contoured rod length 125mm | Piece
| Anterior cervical locking plate titanium alloy level III, length 62.5mm | Piece
| Anterior cervical locking plate titanium alloy level III, length 60mm | Piece
| MIS titanium contoured rod length 140mm | Piece
| Posterior spinal fixation system instrument set | Set
| Mesh cage instrument sets: Cage Stand, Pressure 6mm, Pressure 12mm, Pressure 18mm, Pusher Curved, Osteotribe, Pusher Straight, Cage Holding Forcep, Cage Cutter, Implant Measure 22-25mm, Implant Measure 16-18mm, Implant Measure 10-12mm, Aluminium Box | Set
| Occipital plate screw dia 3.5mm length 10mm | Piece
| Posterior cervical polyaxial pedicle screw titanium dia 3.5mm, length 30mm | Piece
| Posterior cervical polyaxial pedicle screw titanium dia 3.5mm, length 20mm | Piece
| Anterior cervical locking screw with self drilling dia 4mm length 19mm | Piece
| Posterior cervical polyaxial pedicle screw titanium dia 3.5mm, length 26mm | Piece
| Posterior cervical polyaxial pedicle screw titanium dia 3.5mm, length 24mm | Piece
| Posterior cervical polyaxial pedicle screw titanium dia 3.5mm, length 22mm | Piece
| Mesh cage Dia.12mm, Length 30mm | Piece
| Occipital plate screw dia 3.5mm length 16mm | Piece
| Mesh cage Dia.12mm, Length 25mm | Piece
| Mesh cage Dia.12mm, Length 20mm | Piece
| Mesh cage Dia.10mm, Length 60mm | Piece
| Anatomical Cervicle Cage width 16mm, height 7mm | Piece
| Mesh cage Dia.12mm, Length 60mm | Piece
| Mesh cage Dia.12mm, Length 35mm | Piece
| Mesh cage Dia.12mm, Length 50mm | Piece
| Mesh cage Dia.12mm, Length 45mm | Piece
| Mesh cage Dia.12mm, Length 40mm | Piece
| Anterior cervial locking plate titanium alloy level II, length 35mm | Piece
| Anatomical Cervicle Cage width 16mm, height 6mm | Piece
| Anatomical Cervicle Cage width 14mm, height 8mm | Piece
| Anatomical Cervicle Cage width 14mm, height 7mm | Piece
| Anatomical Cervicle Cage instrument set. | Set
| Anatomical Cervicle Cage width 16mm, height 5mm | Piece
| Anatomical Cervicle Cage width 16mm, height 4mm | Piece
| Stand Alone cervical Instrument Set | Set
| Stand Alone Cage -Titanium 5mm | Piece
| Anatomical Cervicle Cage width 16mm, height 8mm | Piece
| Anterior cervical locking plate titanium alloy level I, Length 32.5mm | Piece
| Stand Alone Cage -Titanium 8mm | Piece
| Stand Alone Cage -Titanium 7mm | Piece
| Stand Alone Cage -Titanium 6mm | Piece
| Stand Alone Cage -Titanium 9mm | Piece
| Poly Axial Reduction Screw dia.4.5mm, Length 20mm | Piece
| Anterior cervial locking plate titanium alloy level II, length 37.5mm | Piece
| Anterior cervial locking plate titanium alloy level II, length 42.5mm | Piece
| Anterior cervial locking plate titanium alloy level II, length 40mm | Piece
| Poly Axial Reduction Screw dia.5.0mm, Length 35mm | Piece
| Paediatric Deformity Correction Instrument Sets. Awl, Bone probe 4 sided Thoracic Tapper tip, Bone Probe Thoracic Taper tip, Ball tip probe straight, Ball tip probe curved, Tap 4.0mm, Tap 4.5mm, Tap 5.0mm, Tap 6.0mm. Inny Inserter, Mono Axial Screw Driver, Poly Axial Screw Driver, Poly Screw Adjuster, Rod Pusher, Inny Tightiner, Rocker, Head Aligner, Rod bender Right, Rod bender Left, Power Clamp, Rod Holder, Rod Gripper Heavy, Universal Handle-T, Universal T Handle, Universal Handle, Ratchet Handle, Universal Rod Bender, Counter Torque Holder, Reducer Gun Type, Rod Cutter, Distractor, Contractor, Graphic Case. | Set
| Poly Axial Reduction Screw dia.5.0mm, Length 40mm | Piece
| Clearview foam pads (pack of 5) dimension 300x230x200mm | Piece
| Cross Connector Rod 40mm | Piece
| Cross Connector Rod 60mm | Piece
| Kyphoplasty bone cement | Piece
| Domino Parallel 4.5mm | Piece
| Spine surgery operating table set: length ≥2100mm, width ≥550mm, table top lowest height ≤550mm, elevation range ≥500mm, trendrelenburg ≥35°, reverse trendrelenburg ≥35°, lateral tilt (left and right) ≥25°, head plate up ≥40° down ≥90° flexible ≥40°, back plate up ≥80° down ≥45°, leg plate electric up ≥90° electric down ≥90° mannual down ≥90°, mannual outward ≥90° , kidney bridge elevation ≥120mm, Horizontal sliding ≥310mm, flex ≥225°, reflex ≤100°, load weight capacity 350kg, power supply AC 220V +/- 10% 50 Hz, basic accessories arm support 1 pair, leg support 1 pair, body support 1 pair, shoulder rest 1 pair, cushion 1 set, power cord 1 pc, kidney bridge handle 1 pc, mannual controller 1 pc | Set
| Cross Connector | Piece
| Poly Axial Screw dia.5.0mm, Length 25mm | Piece
| Poly Axial Screw dia.4.0mm, Length 25mm | Piece
| Poly Axial Screw dia.4.5mm, Length 45mm | Piece
| Poly Axial Screw dia.4.0mm, Length 40mm | Piece
| Poly Axial Screw dia.4.0mm, Length 35mm | Piece
| Poly Axial Screw dia.4.5mm, Length 40mm | Piece
| Poly Axial Screw dia.4.5mm, Length 25mm | Piece
| Poly Axial Screw dia.4.5mm, Length 30mm | Piece
| Poly Axial Reduction Screw dia.4.0mm, Length 30mm | Piece
| Poly Axial Reduction Screw dia.4.0mm, Length 25mm | Piece
| Poly Axial Screw dia.5.0mm, Length 35mm | Piece
| Poly Axial Screw dia.5.0mm, Length 30mm | Piece
| Poly Axial Reduction Screw dia.4.0mm, Length 20mm | Piece
| Poly Axial Screw dia.5.0mm, Length 40mm | Piece
| Poly Axial Screw dia.6.0mm, Length 50mm | Piece
| Poly Axial Reduction Screw dia.4.5mm, Length 30mm | Piece
| Poly Axial Reduction Screw dia.4.5mm, Length 25mm | Piece
| Poly Axial Reduction Screw dia.4.5mm, Length 35mm | Piece
| Absorbable hemostat (SURGICEL) | Piece
| Table top spine Rod cutter and bender | Piece
| Poly Axial Reduction Screw dia.5.0mm, Length 20mm | Piece
| Poly Axial Screw dia.6.0mm, Length 30mm | Piece
| Poly Axial Screw dia.6.0mm, Length 20mm | Piece
| Poly Axial Screw dia.5.0mm, Length 20mm | Piece
| Poly Axial Screw dia.5.0mm, Length 45mm | Piece
| Poly Axial Screw dia.4.5mm, Length 20mm | Piece
| Clearview prone headrest dimension 300x230x200mm | Piece
| Poly Axial Screw dia.4.0mm, Length 30mm | Piece
| Poly Axial Screw dia.4.0mm, Length 20mm | Piece
| Anterior cervial locking plate titanium alloy level II, length 45mm | Piece
| Cross Connector Rod 50mm | Piece
| Anterior cervical locking plate titanium alloy level I, Length 23mm | Piece
| Anterior cervical locking plate titanium alloy level I, Length 21mm | Piece
| Mesh cage Dia.14mm, Length 70mm | Piece
| Stand Alone Screw Titanium Dia.3.0mm, Length 14mm | Piece
| Stand Alone Cage -Titanium 10mm | Piece
| Anatomical Cervicle Cage width 14mm, height 5mm | Piece
| Anatomical Cervicle Cage width 14mm, height 6mm | Piece
| Anatomical Cervicle Cage width 14mm, height 4mm | Piece
| Expandable anterior dorsolumbar mesh cage | Piece
| Mesh cage Dia.14mm, Length 25mm | Piece
| Mesh cage Dia.14mm, Length 50mm | Piece
| Mesh cage Dia.14mm, Length 35mm | Piece
| Mesh cage Dia.14mm, Length 45mm | Piece
| Mesh cage Dia.10mm, Length 40mm | Piece
| Mesh cage Dia.12mm, Length 15mm | Piece
| Mesh cage Dia.12mm, Length 70mm | Piece
| Mesh cage Dia.10mm, Length 70mm | Piece
| Mesh cage Dia.10mm, Length 20mm | Piece
| Mesh cage Dia.10mm, Length 15mm | Piece
| Occipital plate screw dia 3.5mm length 14mm | Piece
| Occipital plate screw dia 3.5mm length 12mm | Piece
| Occipital plate screw dia 3.5mm length 6mm | Piece
| Posterior cervical polyaxial pedicle screw titanium dia 3.5mm, length 32mm | Piece
| Posterior cervical polyaxial pedicle screw titanium dia 3.5mm, length 28mm | Piece
| Posterior cervical polyaxial pedicle screw titanium dia 3.5mm, length 14mm | Piece
| Posterior cervical polyaxial pedicle screw titanium dia 3.5mm, length 16mm | Piece
| Anterior cervical locking plate titanium alloy level III, length 55mm | Piece
| Posterior cervical polyaxial pedicle screw titanium dia 3.5mm, length 11mm | Piece
| Posterior cervical polyaxial pedicle screw titanium dia 3.5mm, length 10mm | Piece
| Posteior cervical fixation instrument set | Set
| Anterior cervical locking plate titanium alloy level III, length 70mm | Piece
| Anterior cervical locking screw with self drilling dia 4mm length 15mm | Piece
| Anterior cervical locking screw with self drilling dia 4mm length 11mm | Piece
| PLIF titanium cage degree 0, width 22/26mm, height 12mm | Piece
| PLIF titanium cage degree 0, width 22/26mm, height 13mm | Piece
| Oblique Lumbar Interbody Fusion Instrument set | Set
| Titanium Domino connector size 5.7mm | Piece
| Titanium reduction screw dia 4.5mm length 40mm | Piece
| Titanium lateral connector length 15mm | Piece
| Titanium reductio screw dia 6.2mm length 40mm | Piece
| Polyaxial titanium screw dia 4.5mm length 35mm | Piece
| MIS titanium contoured rod length 110mm | Piece
| MIS titanium contoured rod length 40mm | Piece
| MIS titanium contoured rod length 100mm | Piece
| MIS titanium contoured rod length 85mm | Piece
| TLIF Cage PEEK Width 28mm, Height 10mm | Piece
| PLIF titanium cage degree 0, width 22/26mm, height 11mm | Piece
| PLIF titanium cage degree 0, width 22/26mm, height 9mm | Piece
| Posterior Lumbar Interbody Fusion(PLIF) instrument set | Set
| TLIF Cage PEEK Width 28mm, Height 9mm | Piece
| Titanium iliac screw dia 6.2mm length 65mm | Piece
| Titanium iliac screw dia 5.5mm length 90mm | Piece
| Titanium iliac screw dia 6.2mm length 75mm | Piece
Splints, Braces & Accessories | Knee Brace long- large | Piece
| Taylor Brace: small | Piece
| Thomas splint adult size | Piece
| Cervical orthosis (Philadelphia): large | Piece
| Traction Splints: Hare / Sagar traction splint: universal size | Piece
| Taylor Brace: Large | Piece
| Taylor Brace: medium | Piece
| Jewitts Brace or Ash Brace: medium | Piece
| Cervical orthosis (Philadelphia): medium | Piece
| Cervical orthosis (Philadelphia): small | Piece
| Spine Board and Strapping Systems-eg BAXSTRAP TM | Piece
| Knee Brace long, X-Large | Piece
| Jewitts Brace or Ash Brace: Large | Piece
| Rubber Heel, Universal | Piece
| Spica Cast Table (Paediatric) | Piece
| Pouch Arm Sling, Large | Piece
| Pouch Arm Sling, Medium | Piece
| Knee Brace long- medium | Piece
| Leg Traction Brace with velcro closure: Size: medium | Piece
| Crammer Wire Splints: Size - 36x4 inch | Piece
| Crammer Wire Splints: Size - 36x3 inch | Piece
| Leg Traction Brace with velcro closure: Size: large | Piece
| Thomas splint child size | Piece
| Pouch Arm Sling, Child | Piece
| Pouch Arm Sling, X-Large | Piece
| Thomas splint, half-ring with vinyl pad, Ring dia. 9 inch, Inner rod length 43 inch (Adult) | Piece
| Chinese Finger Strap | Piece
| Leg Traction Brace with velcro closure: Size: small | Piece
| Crammer Wire Splints: Size - 24x2 inch | Piece
| Taylor Brace X-Large | Piece
| Universal Bucks skin traction splint | Piece
| Gardner wells Tong with spare replacement screws, s-hooks and nuts - Titanium | Piece
Steinmann Pins | Steinmann Pins, with trocar tip, 3.5mm dia., length 150mm | Piece
| Steinmann Pins, with trocar tip, 3.5mm dia., length 200mm | Piece
| Steinmann Pins, with trocar tip and middle thread: Size -4.5mmx250mm | Piece
| Steinmann Pins, with trocar tip and middle thread: Size- 5.0mm x 250mm | Piece
| Steinmann Pins, with trocar tip and middle thread: Size - 4.0mm x 225mm | Piece
| Antibiotic bone cement (Palacos) | Packet
| Steinmann Pins, with trocar tip and middle thread: Size - 4.0mm x 200mm | Piece
| Steinmann Pins, with trocar tip and middle thread: Size - 4.0mm x 175mm | Piece
Stokinette Rolls | Stokinette Rolls: Size 5cmx 10m | Roll
| Stokinette Rolls: Size 10cm x 10m | Roll
| Stokinette Rolls: Size 7.5cm x 10m | Roll
Tomofix system | TOMOFIX Instrument and Titanium Implant Set Graphic Case | Set
| Locking screw, Self-tapping, dia. 4.5/5.0mm length 30 mm | Piece
| Locking screw, Self-tapping, dia. 4.5/5.0mm length 45 mm | Piece
| TOMOFIX Medial High Tibia Plate, 4 holes, 115 mm, Ti | Piece
| Locking screw, Self-tapping, dia. 4.5/5.0mm length 32 mm | Piece
| Locking screw, Self-tapping, dia. 4.5/5.0mm length 70 mm | Piece
| Locking screw, Self-tapping, dia. 4.5/5.0mm length 75 mm | Piece
| Locking screw, Self-tapping, dia. 4.5/5.0mm length 34 mm | Piece
| Locking screw, Self-tapping, dia. 4.5/5.0mm length 90 mm | Piece
| Locking screw, Self-tapping, dia. 4.5/5.0mm length 50 mm | Piece
| TOMOFIX Medial Distal Femur Plate, 4 holes, left, 121 mm, Ti | Piece
| TOMOFIX Lateral Distal Femur Plate, 4 holes, right, 141 mm, Ti | Piece
| 3.0 mm Drill Tip Guide Wire with Threads, 230 mm, Alignment Rod, Stand for Alignment Rod, Small Stand for Alignment Rod, 2.0 mm Kirschner Wire-threaded spade point tip, 280 mm, 2.5 mm Drill Tip Guide Wire, 200 mm, trocar point, 3.2 mm Drill Bit, quick coupling, 145 mm, 4.3 mm Drill Bit, quick coupling, 221 mm, T-Handle, with quick coupling, 4.5 mm/3.2 mm Double Drill Sleeve, 4.5 mm/3.2 mm Insert Drill Sleeve, Articulated Tension Device,-with gauge- span 20 mm, Torque Limiting Attachment-4 Nm, for Lateral High Tibia-left, 3.5 mm Hexagonal Screwdriver Shaft-self-retaining, Depth Gauge-for large screws, 4.3 mm Threaded LCP Drill Guide, 5.0 mm/4.5 mm LCP Universal Drill Sleeve-with 4.3 mm Drill Bit, 3.5 mm Torque Limiting Screwdriver- self-retaining, 2.0 mm TOMOFIX Guide Sleeve, TOMOFIX Bone Spreader, TOMOFIX Osteotomy Gap Measuring Device, TOMOFIX Osteotomy Chisels, 10 mm width, 15 mm width, 20 mm width, 25 mm width, Bone Spreader with 8 mm blade, medium handle, soft ratchet, 5.0 mm Titanium Spacer, 2 mm, TOMOFIX Guiding Blocks, for Medial High Tibia-right, for Medial High Tibia-left, for Lateral High Tibia-right, for lateral distal femur right, for lateral distal femur left. | Set
| Locking screw, Self-tapping, dia. 4.5/5.0mm length 65 mm | Piece
| Locking screw, Self-tapping, dia. 4.5/5.0mm length 60 mm | Piece
| Locking screw, Self-tapping, dia. 4.5/5.0mm length 85 mm | Piece
| 5.0 mm Locking Head Screws, self-tapping, length 24 - 90 mm, Ti | Piece
| Locking screw, Self-tapping, dia. 4.5/5.0mm length 80 mm | Piece
| Locking screw, Self-tapping, dia. 4.5/5.0mm length 55 mm | Piece
| Tomofix Impants | Heading
| Locking screw, Self-tapping, dia. 4.5/5.0mm length 40 mm | Piece
| TOMOFIX Medial High Tibia Plate, small, 4 holes, 112 mm, Ti | Piece
| TOMOFIX Medial Distal Femur Plate, 4 holes, right, 121 mm, Ti | Piece
| TOMOFIX Lateral Distal Femur Plate, 4 holes, left, 141 mm, Ti | Piece
| TOMOFIX Lateral High Tibia Plate, 3 holes, right, 102 mm, Ti | Piece
| TOMOFIX Lateral High Tibia Plate, 3 holes, left, 102 mm, Ti | Piece
| Locking screw, Self-tapping, dia. 4.5/5.0mm length 35 mm | Piece
| TOMOFIX Medial Distal Femur Plate, 4 holes, left, 121 mm, Ti | Piece
| TOMOFIX Lateral Distal Femur Plate, 4 holes, right, 141 mm, Ti | Piece
Total Hip Arthoplasty | Total hip arthoplasty instrument set | Set
Total Knee Arthoplasty | Total knee arthoplasty instrument set | Set
Trauma | Cortex screw 2.7 mm length 14 mm | Piece
| Two-column volar locking plates RT shaft 2 holes, head 6 holes | Piece
| Interlocking femur nail Left dia.11mm, length 380mm | Piece
| Proximal femur Antirotation Nail Long Right 9mm, length 420 mm | Piece
| Proximal femur Antirotation Nail Long Right 11mm, length 440 mm | Piece
| Proximal femur Antirotation Nail Long Right 10mm, length 420 mm | Piece
| Proximal femur Antirotation Nail Long Left 11mm, length 400 mm | Piece
| Proximal femur Antirotation Nail Long Right 11mm, length 360 mm | Piece
| Proximal femur Antirotation Nail Long Right 10mm, length 340 mm | Piece
| Proximal femur Antirotation Nail Long Left 9mm, length 360 mm | Piece
| Proximal femur Antirotation Nail Long Left 10mm, length 440 mm | Piece
| Proximal femur Antirotation Nail Long Left 10mm, length 360 mm | Piece
| Proximal femur Antirotation Nail short 8mm, length 180 mm | Piece
| Cortex screw 2.7 mm length 22 mm | Piece
| Cortex screw 2.7 mm length 30 mm | Piece
| Interlocking femur nail Right dia.12mm, length 340mm | Piece
| Interlocking femur nail Right dia.10mm, length 440mm | Piece
| Interlocking femur nail Left dia.10mm, length 420mm | Piece
| Cortex screw 2.4 mm length 30 mm | Piece
| Mini T-Plate 2.0, Head 2 holes with shaft 2 holes, SS | Piece
| Two-column volar locking plates LT shaft 2 holes, head 6 holes | Piece
| Mini T-Plate 2.0, Head 2 holes with shaft 3 holes, SS | Piece
| Mini T-Plate 2.0, Head 2 holes with shaft 4 holes, SS | Piece
| Mini Cortex screw 2.0mm length 6mm | Piece
| Mini T-Plate 2.0, Head 3 holes with shaft 5 holes, SS | Piece
| Cortex screw 2.4 mm length 26 mm | Piece
| Mini L-plate 2.0, left oblique, head 2 holes with shaft 2 holes, SS | Piece
| Mini L-plate 2.0, Right oblique, head 2 holes with shaft 3 holes, SS | Piece
| Interlocking femur nail Right dia.12mm, length 380mm | Piece
| Mini L-plate 2.0, Right oblique, head 2 holes with shaft 2 holes, SS | Piece
| Mini plate 2.0, straight 5 holes, SS | Piece
| locking screw, Self taping, 4.3mm tip, 4.9mm center, length 64mm | Piece
| Mini plate 2.0, straight 3 holes, SS | Piece
| Mini plate 2.0, straight 4 holes, SS | Piece
| Mini T-Plate 1.5, head 3 holes with shaft 9 holes, SS | Piece
| Mini H-Plate 2.0, 4 holes, SS | Piece
| locking screw, Self taping, 4.3mm tip, 4.9mm center, length 30mm | Piece
| locking screw, Self taping, 4.3mm tip, 4.9mm center, length 46mm | Piece
| locking screw, Self taping, 4.3mm tip, 4.9mm center, length 48mm | Piece
| Interlocking femur nail Right dia.12mm, length 420mm | Piece
| Interlocking femur nail Left dia.11mm, length 420mm | Piece
Two-column volar locking plates RT shaft 4 holes, head 6 holes
| Interlocking femur nail Left dia.12mm, length 420mm | Piece
| Two- column volar locking plates LT shaft 3 holes, head 6 holes | Piece
| Cortex screw 2.4 mm length 16 mm | Piece
| Cortex screw 2.4 mm length 12 mm | Piece
| Interlocking femur nail Left dia. 9mm, length 380mm | Piece
| Variable angle locking screw 2.4mm Length 26 mm | Piece
| Variable angle locking screw 2.4mm Length 24 mm | Piece
| Variable angle locking screw 2.4mm Length 22 mm | Piece
| Variable angle locking screw 2.4mm Length 10 mm | Piece
| Variable angle locking screw 2.4mm Length 18 mm | Piece
| Variable angle locking screw 2.4mm Length 16 mm | Piece
| Variable angle locking screw 2.4mm Length 14 mm | Piece
| Interlocking Tibia Nail dia.9mm, length 345mm | Piece
| Titanium Elastic Nail Dia. 3.5mm, length 440mm | Piece
| Mini T-Plate 1.5, Head 4 holes with shaft 9 holes, SS | Piece
| Interlocking femur nail Left dia.11mm, length 340mm | Piece
| Titanium Elastic Nail Dia. 3.0mm, length 430mm | Piece
| Mini L-plate 2.7, oblique, Left, shaft 3 hole with head 2 holes, SS | Piece
| Mini L-plate 2.7, oblique, Left, shaft 2 hole with head 2 holes, SS | Piece
| Titanium Elastic Nail end cap small for nails dia.1.5mm - 2.5mm | Piece
| Titanium Elastic Nail Dia. 2.5mm, length 440mm | Piece
| Titanium Elastic Nail Dia. 1.5mm, length 300mm | Piece
| locking screw, Self taping, 4.3mm tip, 4.9mm center, length 32mm | Piece
| Locking screw, Self-tapping, dia. 3.9mm length 28mm | Piece
| FNS Bolt Length 85mm | Piece
| locking screw, Self taping, 4.3mm tip, 4.9mm center, length 26mm | Piece
| Interlocking Tibia Nail dia.9mm, length 360mm | Piece
| FNS Plate 2 holes | Piece
| Titanium Elastic Nail Dia. 4.0mm, length 440mm | Piece
| Interlocking femur nail Left dia.12mm, length 440mm | Piece
| Interlocking femur nail Left dia.12mm, length 320mm | Piece
| Distal end radius locking set 2.4/2.7 | Set
| Two-column volar locking plates RT shaft 3 holes, head 6 holes | Piece
| Two- column volar locking plates LT shaft 4 holes , head 6 holes | Piece
| Variable angle locking screw 2.4mm Length 12 mm | Piece
| Variable angle locking screw 2.4mm Length 20 mm | Piece
| Variable angle locking screw 2.4mm Length 30 mm | Piece
| Cortex screw 2.4 mm length 20 mm | Piece
| Cortex screw 2.4 mm length 14 mm | Piece
| cortex screw 2.4 mm length 16 mm | Piece
| Cortex screw 2.4 mm length 18 mm | Piece
| Cortex screw 2.4 mm length 22 mm | Piece
| Cortex screw 2.4 mm length 24 mm | Piece
| Cortex screw 2.4 mm length 28 mm | Piece
| Cortex screw 2.7 mm length 12 mm | Piece
| Cortex screw 2.7 mm length 16 mm | Piece
| Cortex screw 2.7 mm length 18 mm | Piece
| Proximal femur Antirotation Nail Long Right 9mm, length 320 mm | Piece
| Proximal femur Antirotation Nail short 10mm, length 240 mm | Piece
| Proximal femur Antirotation Nail short 11mm, length 240 mm | Piece
| Proximal femur Antirotation Nail short 12mm, length 240 mm | Piece
| Proximal femur Antirotation Nail short 8mm, length 220 mm | Piece
| Proximal femur Antirotation Nail short 9mm, length 240 mm | Piece
| Proximal femur Antirotation Nail Long Right 9mm, length 340 mm | Piece
| Proximal femur Antirotation Nail Long Left 10mm, length 380 mm | Piece
| Proximal femur Antirotation Nail Long Left 9mm, length 340 mm | Piece
| Proximal femur Antirotation Nail Long Left 9mm, length 380 mm | Piece
| Proximal femur Antirotation Nail Long Left 9mm, length 400 mm | Piece
| Proximal femur Antirotation Nail Long Left 9mm, length 420 mm | Piece
| Proximal femur Antirotation Nail Long Left 9mm, length 440 mm | Piece
| Proximal femur Antirotation Nail Long Right 10mm, length 440 mm | Piece
| Proximal femur Antirotation Nail Long Right 11mm, length 320 mm | Piece
| Proximal femur Antirotation Nail Long Right 11mm, length 340 mm | Piece
| Proximal femur Antirotation Nail Long Left 12mm, length 360 mm | Piece
| Proximal femur Antirotation Nail Long Right 11mm, length 380 mm | Piece
| Proximal femur Antirotation Nail Long Right 11mm, length 400 mm | Piece
| Proximal femur Antirotation Nail Long Right 11mm, length 420 mm | Piece
| Proximal femur Antirotation Nail Long Right 9mm, length 440 mm | Piece
| Proximal femur Antirotation Nail Long Left 12mm, length 420 mm | Piece
| Proximal femur Antirotation Nail Long Left 12mm, length 440 mm | Piece
| Proximal femur Antirotation Nail Long Left 12mm, length 320 mm | Piece
| Proximal femur Antirotation Nail Long Left 12mm, length 340 mm | Piece
| Proximal femur Antirotation Nail Long Left 12mm, length 380 mm | Piece
| Interlocking femur nail Left dia.10mm, length 440mm | Piece
| Interlocking femur nail Left dia.9mm, length 360mm | Piece
| Interlocking femur nail Left dia.9mm, length 400mm | Piece
| Interlocking femur nail Right dia.11mm, length 320mm | Piece
| Locking screw, Self-tapping, dia. 3.9mm length 38mm | Piece
| PFNA Helical Blade Dia.10mm, Length 120 mm | Piece
| Interlocking femur nail Left dia.11mm, length 360mm | Piece
| Interlocking femur nail Right dia.11mm, length 340mm | Piece
| Interlocking femur nail Right dia.11mm, length 420mm | Piece
| locking screw, Self taping, 4.3mm tip, 4.9mm center, length 58mm | Piece
| Locking Screw, Self-tapping, dia.3.9mm length 24mm | Piece
| Interlocking femur nail Right dia.9mm, length 360mm | Piece
| locking screw, Self taping, 4.3mm tip, 4.9mm center, length 40mm | Piece
| Locking screw, Self-tapping, dia. 3.9mm length 34mm | Piece
| PFNA Lag Screw Dia.10 mm, Length 75 mm | Piece
| PFNA Lag Screw Dia.10 mm, Length 85 mm | Piece
| PFNA Lag Screw Dia.10 mm, Length 90 mm | Piece
| PFNA Lag Screw Dia.10 mm, Length 95 mm | Piece
| Titanium Elastic Nail Dia. 2.0 mm, length 440mm | Piece
| PFNA Lag Screw Dia.10 mm, Length 100 mm | Piece
| Locking screw, Self-tapping, dia. 3.9mm length 26mm | Piece
| locking screw, Self taping, 4.3mm tip, 4.9mm center, length 54mm | Piece
| Interlocking Tibia Nail dia.8mm, length 285mm | Piece
| locking screw, Self taping, 4.3mm tip, 4.9mm center, length 52mm | Piece
| locking screw, Self taping, 4.3mm tip, 4.9mm center, length 56mm | Piece
| locking screw, Self taping, 4.3mm tip, 4.9mm center, length 60mm | Piece
| locking screw, Self taping, 4.3mm tip, 4.9mm center, length 68mm | Piece
| locking screw, Self taping, 4.3mm tip, 4.9mm center, length 72mm | Piece
| locking screw, Self taping, 4.3mm tip, 4.9mm center, length 76mm | Piece
| Locking screw, Self-tapping, dia. 3.9mm length 32mm | Piece
| FNS Antirotation Screw 75mm | Piece
| Mini T-Plate 2.0, Head 2 holes with shaft 5 holes, SS | Piece
| Mini condylar plate 2.7, 6 holes Left, SS | Piece
| Mini Cortex screw 2.7mm length 14mm | Piece
| Mini Cortex screw 1.5mm length 10mm | Piece
| Mini Cortex screw 1.5mm length 11mm | Piece
| Mini Cortex screw 1.5mm length 12mm | Piece
| Mini Cortex screw 1.5mm length 14mm | Piece
| Mini Cortex screw 2.0mm length 11mm | Piece
| Locking screw, Self-tapping, dia. 3.9mm length 36mm | Piece
| Interlocking femur nail Left dia.11mm, length 440mm | Piece
| locking screw, Self taping, 4.3mm tip, 4.9mm center, length 50mm | Piece
| Interlocking femur nail Left dia. 9mm, length 320mm | Piece
| Proximal femur Antirotation Nail Long Left 11mm, length 360 mm | Piece
| Proximal femur Antirotation Nail Long Left 11mm, length 340 mm | Piece
| Proximal femur Antirotation Nail Long Left 10mm, length 400 mm | Piece
| Cortex screw 2.7 mm length 26 mm | Piece
| Cortex screw 2.7 mm length 24 mm | Piece
| Cortex screw 2.7 mm length 20 mm | Piece
| Proximal femur Antirotation Nail Long Left 10mm, length 420 mm | Piece
| Proximal femur Antirotation Nail Long Left 10mm, length 340 mm | Piece
| Cortex screw 2.7 mm length 28 mm | Piece
| Interlocking Tibia Nail dia.9mm, length 315mm | Piece
| Proximal femur Antirotation Nail Long Right 12mm, length 340 mm | Piece
| Proximal femur Antirotation Nail Long Right 10mm, length 380 mm | Piece
| Proximal femur Antirotation Nail Long Left 11mm, length 380 mm | Piece
| Proximal femur Antirotation Nail Long Right 12mm, length 380 mm | Piece
| Interlocking Tibia Nail dia.9mm, length 300mm | Piece
| Proximal femur Antirotation Nail Long Left 9mm, length 320 mm | Piece
| Proximal femur Antirotation Nail Long Right 10mm, length 360 mm | Piece
| Proximal femur Antirotation Nail Long Left 11mm, length 440 mm | Piece
| Proximal femur Antirotation Nail Long Left 11mm, length 420 mm | Piece
| Proximal femur Antirotation Nail Long Right 12mm, length 320 mm | Piece
| Proximal femur Antirotation Nail Long Right 10mm, length 400 mm | Piece
| Locking screw, Self taping, 4.3mm tip, 4.9mm center, length 24mm | Piece
| Proximal femur Antirotation Nail Long Right 9mm, length 360 mm | Piece
| Proximal femur Antirotation Nail Long Left 12mm, length 400 mm | Piece
| Proximal femur Antirotation Nail Long Right 9mm, length 380 mm | Piece
| Proximal femur Antirotation Nail Long Right 9mm, length 400 mm | Piece
| FNS Antirotation Screw 95mm | Piece
| locking screw, Self taping, 4.3mm tip, 4.9mm center, length 28mm | Piece
| Interlocking Tibia Nail dia.9mm, length 375mm | Piece
| Proximal femur Antirotation Nail Long Right 12mm, length 440 mm | Piece
| Proximal femur Antirotation Nail Long Right 12mm, length 420 mm | Piece
| Proximal femur Antirotation Nail Long Right 12mm, length 400 mm | Piece
| PFNA Helical Blade Dia.10mm, Length 75 mm | Piece
| Interlocking femur nail Left dia.11mm, length 400mm | Piece
| Interlocking Tibia Nail dia.9mm, length 330mm | Piece
| FNS Bolt Length 100mm | Piece
| PFNA Lag Screw Dia.10 mm, Length 80 mm | Piece
| Interlocking femur nail Left dia.9mm, length 440mm | Piece
| PFNA Lag Screw Dia.10 mm, Length 70 mm | Piece
| PFNA Helical Blade Dia.10mm, Length 90 mm | Piece
| PFNA Helical Blade Dia.10mm, Length 100 mm | Piece
| PFNA Lag Screw Dia.10 mm, Length 110 mm | Piece
| PFNA Helical Blade Dia.10mm, Length 95 mm | Piece
| FNS Bolt Length 90mm | Piece
| Interlocking femur nail set | Set
| Interlocking femur nail Right dia.10mm, length 320mm | Piece
| Interlocking femur nail Left dia. 9mm, length 420mm | Piece
| Interlocking femur nail Right dia.12mm, length 440mm | Piece
| Interlocking femur nail Right dia.12mm, length 320mm | Piece
| Interlocking femur nail Right dia.9mm, length 400mm | Piece
| Interlocking femur nail Right dia. 9mm, length 320mm | Piece
| Interlocking femur nail Right dia. 9mm, length 340mm | Piece
| Interlocking Tibia Nail dia.10mm, length 315mm | Piece
| Interlocking Tibia Nail dia.10mm, length 300mm | Piece
| Interlocking Tibia Nail dia.10mm, length 285mm | Piece
| FNS Bolt Length 80mm | Piece
| FNS Bolt Length 75mm | Piece
| Interlocking Tibia Nail dia.10mm, length 360mm | Piece
| Interlocking Tibia Nail dia.10mm, length 345mm | Piece
| Interlocking Tibia Nail dia.10mm, length 330mm | Piece
| Locking screw, Self-tapping, dia. 3.9mm length 40mm | Piece
| Interlocking femur nail Right dia.11mm, length 380mm | Piece
| Interlocking femur nail Left dia.12mm, length 380mm | Piece
| Interlocking femur nail Left dia.12mm, length 340mm | Piece
| FNS Antirotation Screw 85mm | Piece
| FNS Bolt Length 105mm | Piece
| FNS Antirotation Screw 80mm | Piece
| Interlocking femur nail Left dia.12mm, length 360mm | Piece
| Interlocking femur nail Right dia.11mm, length 360mm | Piece
| Interlocking femur nail Left dia.12mm, length 400mm | Piece
| Interlocking femur nail Right dia.11mm, length 400mm | Piece
| Interlocking Tibia Nail dia.8mm, length 315mm | Piece
| Interlocking Tibia Nail dia.8mm, length 300mm | Piece
| Interlocking Tibia Nail dia.8mm, length 330mm | Piece
| Interlocking femur nail Right dia.12mm, length 400mm | Piece
| Interlocking femur nail Right dia.11mm, length 440mm | Piece
| Interlocking Tibia Nail dia.10mm, length 375mm | Piece
| Interlocking Tibia Nail dia.8mm, length 345mm | Piece
| Interlocking Tibia Nail dia.8mm, length 360mm | Piece
| FNS Instruments set: 1. Insertion handle, 2. Protection Sleeve 5mm, 3. Insertion guide, 4. Black knob Screw | Set
| locking screw, Self taping, 4.3mm tip, 4.9mm center, length 42mm | Piece
| FNS Antirotation Screw 100mm | Piece
| Interlocking femur nail Left dia.9mm, length 340mm | Piece
| locking screw, Self taping, 4.3mm tip, 4.9mm center, length 38mm | Piece
| locking screw, Self taping, 4.3mm tip, 4.9mm center, length 34mm | Piece
| locking screw, Self taping, 4.3mm tip, 4.9mm center, length 36mm | Piece
| FNS Antirotation Screw 90mm | Piece
| locking screw, Self taping, 4.3mm tip, 4.9mm center, length 44mm | Piece
| FNS Bolt Length 95mm | Piece
| FNS Plate 1 hole | Piece
| Elastic Nail Sets: Screw Driver Shaft for end cap TEN, Combined Hammer for TEN, Hammer Guide for TEN, Pin wrench 4.5mm length 120mm,Cutter for TEN, Impactor for TEN straight, Impactor for TEN Bevelled, Inserter for TEN, Extractor Pliers for TEN, Awl For TEN, Bolt Cutter, Drill bit 2.7 mm length 125/100mm, Drill bit 3.2mm length 195/170mm, Drill bit 4.5mm length 195/170mm, Double drill giude 4.5/ 3.2mm Hammer 500g, Spanner wrench, Impactor long for TEN, F-Tool for reduction small, Awl curved length 180mm, Graphic box. | Set
| FNS Antirotation Screw 110mm | Piece
| FNS Antirotation Screw 105mm | Piece
| Mini H-Plate 1.5, 4 holes, SS | Piece
| Titanium Elastic Nail end cap Large for nails dia.3.0mm - 4.0mm | Piece
| FNS Bolt Length 110mm | Piece
| Locking screw, Self-tapping, dia. 3.9mm length 30mm | Piece
| Mini Instrument sets. Tap for cortex screw 1.5mm length 50/20mm, Double drill guide 1.5/1.1mm, Tap for cortex screw 2.0mm length 53/24mm, Tap for cortex screw 2.7mm length 100/33mm, Drill bits 1.1mm length 60/35mm 2-flue for quick coupling, Drill bits 1.5mm length 85/60mm 2-flue for quick coupling, Drill bits 2.0mm length 100/75mm 2-flue for quick coupling, Drill bits 2.7mm length 100/75mm 2-flue for quick coupling, Double drill guide 2.0/1.5mm, Double drill guide 2.7mm/2.0mm, Depth Gauge for screws 1.5 to 2.0mm measuring range up to 38mm, Depth Gauge for screws 2.7 to 4.0mm measuring range up to 60mm, Screwdriver shaft hexagonal small 2.5mm with groove, Screwdriver shaft 1.5mm cruciform with holding sleeve length 7mm with mini quick coupling, crewdriver shaft 2.0mm cruciform with holding sleeve length 7mm with mini quick coupling, Screwdriver shaft hexagonal small 2.5mm, Handle with mini quick coupling, Handle with mini quick coupling length 110mm, Screwdrivver self-holding, Reduction forceps with points narrow ratchet lock lenghth 132mm, Reduction forceps with points wide ratchet lock lenghth 132mm, Holding forceps for small plates ratchets lock length 135mm, wire cutter short length 175mm, Bending pliers length 155mm for wires up to 1.25mm, bending iron for plates 1.5 and 2.0mm length 130mm, Bending iron for wires 0.8 to 1.25mm, countersink 1.5 to 2.4mm, length 52mm for mini quick coupling sharp bone hook, holding clip for washers, Bone lever small short narrow tips width 6mm lenght 160mm, Bone lever small short narrow tip width 8mm length 160, bone lever width 15mm length 160mm, Perioster elevator slightly curved blade stright edge width 3mm length 187/87mm, graphic box and screw box. | Set
| locking screw, Self taping, 4.3mm tip, 4.9mm center, length 80mm | Piece
| Interlocking femur nail Right dia.9mm, length 380mm | Piece
| Interlocking femur nail Left dia.10mm, length 400mm | Piece
| Mini L-plate 2.0, left, head 2 holes with shaft 2 holes, SS | Piece
| Mini plate 2.0, straight 6 holes, SS | Piece
| Mini Plate 1.5, Straight,20 holes, SS | Piece
| Mini plate 2.0, straight 20 holes, SS | Piece
| Mini L-plate 2.0, Right, head 2 holes with shaft 2 holes, SS | Piece
| Mini L-plate 2.0, left, head 2 holes with shaft 3 holes, SS | Piece
| Mini L-plate 2.0, left oblique, head 2 holes with shaft 3 holes, SS | Piece
| Mini L-plate 2.0, Right, head 2 holes with shaft 3 holes, SS | Piece
| Mini T-Plate 2.0, Head 3 holes with shaft 3 holes, SS | Piece
| Mini T-Plate 2.0, Head 3 holes with shaft 4 holes, SS | Piece
| External Fixation system Combination Socket Wrench 10 mm,SS | Piece
| Mini Cortex screw 1.5mm length 15mm | Piece
| Mini T-plate 2.7, shaft 3 holes with head 3 holes, SS | Piece
| Mini L-plate 2.7, oblique, Right, shaft 3 hole with head 2 holes, SS | Piece
| Mini T-plate 2.7, shaft 3 holes with head 2 holes, SS | Piece
| External Fixation system Combination Socket Wrench 8 mm,SS | Piece
| Mini Cortex screw 2.7mm length 18mm | Piece
| Mini Cortex screw 1.5mm length 16mm | Piece
| Mini Cortex screw 2.7mm length 16mm | Piece
| External Fixation system Combination wrench 12mm,SS | Piece
| Mini Cortex screw 2.7mm length 22mm | Piece
| External Fixation system Combination wrench 8mm,SS | Piece
| Mini Cortex screw 2.7mm length 8mm | Piece
| Mini Cortex screw 2.0mm length 7mm | Piece
| Mini condylar plate 2.7, 6 holes Right, SS | Piece
| Mini Cortex screw 1.5mm length 8mm | Piece
| Mini Cortex screw 1.5mm length 6mm | Piece
| Mini Cortex screw 1.5mm length 7mm | Piece
| Mini Cortex screw 2.7mm length 6mm | Piece
| Mini Cortex screw 2.0mm length 13mm | Piece
| Mini Cortex screw 2.0mm length 12mm | Piece
| Mini Cortex screw 2.0mm length 16mm | Piece
| Mini Cortex screw 2.0mm length 14mm | Piece
| Mini Cortex screw 2.0mm length 15mm | Piece
| Mini Washer 7.0/3.6mm for screw 2.7 to 4.0mm | Piece
| Mini Cortex screw 2.7mm length 10mm | Piece
| Mini Cortex screw 2.7mm length 24mm | Piece
| Mini Cortex screw 2.7mm length 12mm | Piece
| Mini Cortex screw 2.7mm length 20mm | Piece
| External Fixation system Combination Socket Wrench 12mm,SS | Piece
| External Fixation system Combination wrench 10mm,SS | Piece
| Interlocking femur nail Left dia.10mm, length 320mm | Piece
| Proximal femur Antirotation Nail Long Left 10mm, length 320 mm | Piece
| Interlocking femur nail Left dia.11mm, length 320mm | Piece
| Proximal femur Antirotation Nail Long Right 12mm, length 360 mm | Piece
| Interlocking femur nail Right dia.10mm, length 400mm | Piece
| Interlocking femur nail Left dia.10mm, length 360mm | Piece
| Interlocking femur nail Left dia.10mm, length 340mm | Piece
| Proximal femur Antirotation Nail Long Left 11mm, length 320 mm | Piece
| Interlocking femur nail Right dia.10mm, length 380mm | Piece
| Interlocking femur nail Left dia.10mm, length 380mm | Piece
| Proximal femur Antirotation Nail short 8mm, length 240 mm | Piece
| Proximal femur Antirotation Nail Instrument set | Set
| Interlocking femur nail Right dia.9mm, length 420mm | Piece
| PFNA Helical Blade Dia.10mm, Length 105 mm | Piece
| PFNA Helical Blade Dia.10mm, Length 110 mm | Piece
| PFNA Helical Blade Dia.10mm, Length 115 mm | Piece
| PFNA Helical Blade Dia.10mm, Length 80 mm | Piece
| PFNA Helical Blade Dia.10mm, Length 85 mm | Piece
| PFNA Lag Screw Dia.10 mm, Length 105mm | Piece
| Interlocking Tibia Nail dia.9mm, length 285mm | Piece
| Interlocking Tibia Nail dia.8mm, length 375mm | Piece
| Interlocking femur nail Right dia.9mm, length 440mm | Piece
| Interlocking femur nail Right dia.10mm, length 420mm | Piece
| Interlocking femur nail Right dia.12mm, length 360mm | Piece
| Interlocking femur nail Right dia.10mm, length 360mm | Piece
| Mini Cortex screw 2.0mm length 10mm | Piece
| Interlocking femur nail Right dia.10mm, length 340mm | Piece
| Mini Cortex screw 2.0mm length 8mm | Piece
| Mini Cortex screw 2.0mm length 9mm | Piece
| Mini Cortex screw 1.5mm length 13mm | Piece
| Mini Cortex screw 1.5mm length 9mm | Piece
| Mini L-plate 2.7, oblique, Right, shaft 2 hole with head 2 holes, SS | Piece
| Mini T-Plate 2.0, Head 3 holes with shaft 2 holes, SS | Piece
TRAUMATOLOGY & GENERAL OSTEOSYNTHESIS (Cannulated Cancellous Screw 4.0 mm System) | Screwdriver, hexagonal, cannulated for 6.5mm cannulated screws | 1
| Drill bit,dia.4.5mm,cannulated | 2
| Guide wire,2.0mm dia with threaded tip | 5
| Countersink, cannulated for 6.5mm cannulated screws | 1
| Tap ,cannulated for 6.5mm cannulated screws | 1
TRAUMATOLOGY & GENERAL OSTEOSYNTHESIS (Synthes/Zimmer or Equivalent quality products) : Cancellous screws 4.0 mm, fully threaded, self taping | Washer, 7.0mm for small screws | Piece
| Reconstruction plate 3.5mm, 6 holes, st. steel | Piece
| DCP 3.5mm, st. steel, 5 holes | Piece
| DCP 3.5mm, st. steel, 6 holes | Piece
| Reconstruction plate 3.5mm, 7 holes, st. steel | Piece
| Reconstruction plate 3.5mm, 10 holes, st. steel | Piece
| Reconstruction plate 3.5mm, 8 holes, st. steel | Piece
| DCP 3.5mm, st. steel, 7 holes | Piece

## Paediatric
Category | Item Name | Pack Size
Accessories | Atom Sanilizer 303 Heading | Heading
| Flowmeter for air blender; Scale 0 - 10L/minute; increment: 0.1L/min (from at 0.1 to 5L/min), 1L/min (from 5 to 10L/min); Accuracy: +/- 0.1L/min from 0.5 to 5L/min, 0.5l/min above 6to 10L/min.; Flush flow: 40-60L/min | piece
| Beneview monitor (T5, and T8) Heading | Heading
Phillips Intellivue monitor (MP 60/MX600)
Drager ventilator (Babylog 8000 Plus)
Mindray ventilator (Synovent E3)
Puritan Bennet ventilator ( PB 840)
Pulse oximeter, Handheld (Biloight M800)
Covidien Pulse oximetry system (Nellcor)
Other equipments
| Mindray (VS 800) Heading | Heading
| Fisher and Paykel humidifier (AIRVO2) (Heading) | Heading
| Fischer and Paykel radiant warmer (Neopuff CozyCot) Heading | Heading
Monitor iHT8
Monitor CMS 5100
Hybrid incubator (YP- 3000)
Arterial blood gas analyser (OPTI CCA-TS Analyser)
Theraeutic hypothermia system (Blanketrol III)
| Mouth piece (36390) | 20/Pkt
| ECG Host cable, 3/5-lead, 12 Pin Defib-Proof (0010-30-42719) | Piece
| Extension Cable, Mindray SPO2 Module (0010-20-42710) | Piece
| Extension Cable, Nellcor SPO2 Module (0010-20-42712) | Piece
| Extension Cable for NIBP | Piece
| Humidifier chamber, Reusable, Neonate (Nice 8020) | Piece
| BP cuff, Disposable (M1872A) | Piece
| Mist feed hose 30cm (32047) | Piece
| Circuit tube and chamber kit, Neonate (900PT531) | Set
| Standard reference cassette (SRC) Level 2 (BP7554) | Set
| Mist hose 30cm (36381) | 10/Pkt
| Medication cup (61728) | 5/Pkt
| SpO2 probe, Paediatric, 9 pins, Flat, wrap type | Piece
| SpO2 probe, Neonate with extension for Nellcor SPO2 monitor (1005-941-SG) | Piece
| Filter, 2 packs (OPT101) | Set
| Oxygen probe, 10 pins, Round compatible for Datex Ohmeda monitor | Piece
| SPO2 connecting cable, 5 pins, Round | Piece
| NIBP cuff, Reusable Neonate | Piece
| NIBP Cuff, Disposable Size 4 | Piece
| NIBP Cuff, Disposable Size 1 | Piece
| Integrated 5 Leads, ECG | Piece
| OPTI Cassette B-Lac (BP7561) | 25/pkt
| OPTI Cassette E-Ca (BP7560) | 25/pkt
| Standard reference cassette (SRC) Level 1 (BP7536) | Set
| Standard reference cassette (SRC) Level 3 (BP7543) | Set
| Gas accessory block oxygen (DISS) with oxygen blender (900IW152) | Set
| Wigglepads (OPT012) | Packet
| Prong, Preterm (OPT312) | Set
| Wigglepads (OPT010) | Packet
| Filter, 2 packs (900PT913) | Set
| Neomode adapter, Platex 1 (T407640500) | Set
| Breathing tube kit, Paediatric, Disposable with heating wire | Set
| Head harness, for use with silicone face mask, Child | Piece
| Breathing circuit, Paediatric, Disposable with heated wire and humidification chamber | Set
| Nebuliser set (AG-AP6000-IN) | Set
| Inspiratory bacteria filter, Reusable (355/5427) | Piece
| Circuit tubing, Neonate with heated wire, Silconised and autoclavable | Piece
| Humidification chamber | Piece
| Expiratory bacteria filter, Paediatric/Neonate, Reusable and collection vial (507-4-070305-00) | Set
| Breathing tube kit, Infant, Silicon, Reusable (115-00 4503-00) | Set
| Breathing tube kit, Paediatric, Silicon, Reusable (115-00 4502-00) | Set
| Sealing plug for Babylog 8000 plus (8411024) | Piece
| Test lung, NeoTest, latex-free | Piece
| Flow sensor, Neonate for Babylog 8000 plus (8410179) | Piece
| Connection set, bacterial filter (8410230) | Set
| SpO2 probe, Wrap type, Infant, Reusable for T5 monitor (518B) | Piece
| Temperature probe, Skin, Paediatric, Reusable for T8 monitor (MR404B) | Piece
| SpO2 probe, Wrap type, Infant, Reusable for T8 monitor | Piece
| Temperature probe, Rectal/Oesophageal , Disposable for T8 (MR411) | Piece
| NIBP cuff, Blood pressure, Small infant, Size 7 - 13cm for T8 monitor (CM1200) | Set
| NIBP cuff, Bladderless, Small infant, Size 7 - 13cm for T8 monitor (CM1300) | Set
| NIBP cuff, Arm, Paediatric, Circumference 18 - 26cm; Bladder width 12.2cm, Reusable for T5 monitor | Set
| NIBP cuff, Arm, Small infant, Circumference 7 - 13cm; Bladder width 95.7cm, Reusable for T5 monitor | Set
| Monitor, Wall mount, Bracket for T5 monitor | Piece
| ICP transducer, Paediatric for T8 monitor | Piece
| ECG cable, Reusable for T5 monitor (EL6501-B) | Piece
| Capnography (ETCO2) monitor for MP60 | Set
| BP cuff, Size 4 (M1872A) | Piece
| Mask interface adapter 22mm ( RT013) compatible with 900PT501 | 20/Pkt
| Tracheostomy direct connection (OPT870) compatible with 900PT501 | 20/Pkt
| Temperature cable, Skin (13.000740) | Piece
| Extension tube, NIBP 3 metres (13.000730) | Piece
| ECG Electrode, Disposable, Pediatric/Neonatal (13.000306) | 10/Pkt
| NIBP Cuff, Disposable, Noenatal, Limb 7-13cm (50.000122L) | Piece
| ECG cable for Philips MP 60 monitor (M1971A) | Piece
| NIBP Cuff, Disposable, Noenatal, Limb 6-11cm (50.000124L) | Piece
| NIBP Cuff, Disposable, Noenatal, Limb 3-5.5cm (50.000121L) | Piece
| Trunk cable, 3 electrode cable set, 2.7 metre (M1500A, M1510A) | Piece
| Trunk cable, 5 electrode cable set, 2.7 metre (M1520A, M1530A) | Piece
| Extension cable, 2 metres (M1941A) | Piece
| Extension cable for non-invasive BP Cuff | Piece
| Oesophageal/Rectal temperature probe (4491RJ) | Piece
| Heated breathing tube, MR290 auto-fill chamber and adapter (900PT501) | 10/Pkt
| Heated breathing tube, MR290 auto-fill chamber and adapter (900PT561) | 10/Pkt
| Tube introduction slit packing | Set
| Breathing circuit, Neonatal, Disposable with Heated wire and humidification chamber for PB840 | Set
| Breathing circuit, Neonatal, Disposable with heated wire and humidification chamber | Set
| Circuit, Disinfection (900PT600) | Set
| Bubble CPAP system (BC161-10) | Set
| Adapter, Heater wire (900MR806) | Set
| Adapter, Hose heater (900MR858) | Piece
| Micromax Air/Oxygen blender (R203P14/R20P13) | Set
| Nasal cannula connector to Y-piece with two pin holes | Piece
| Nasal cannula, CPAP, Medium | Piece
| Nasal cannula, CPAP, Large | Piece
| Nasal cannula, CPAP, SS | Piece
| Nasal cannula, CPAP, Small | Piece
| Nasal cannula, CPAP to attach ventilator circuit Y-piece with tape holder, Large | Piece
| Nasal cannula, CPAP to attach ventilator circuit Y-piece with tape holder, Small | Piece
| Nasal cannula, CPAP to attach ventilator circuit Y-piece with tape holder, Medium | Piece
| Nasal cannula, CPAP to attach ventilator circuit Y-piece with tape holder, SS | Piece
| Neotechs RAM cannula, Micro Preemie | Piece
| Neotechs RAM cannula, Newborn | Piece
| Neotechs RAM cannula, Preemie | Piece
| Temperature probe (900MR869) | Piece
| Circuit, Neonate (900PT531) | Set
| Hb-calibrator cassette (BP7542) | Set
| Circuit, Preterm (RT330) | Set
| Skin temperature sensor (88.04.001.00) | Piece
| Circuit tubings, Paediatric with heated wire, Siliconised, reusable, and Autoclavable | piece
| Circuit tubing, Neonate with heated wire, Siliconised, reusable and autoclavable | piece
| Fisher and Paykel Bubble nasal CPAP system, Neonate | Heading
| Bubble CPAP system (BC161-10) | Set
| IABP pressure transducer with line and cable connector, Disposable, Single use, IABP cable connector | Piece
| Infant nasal mask, Extra large (BC803-10) | 10/Pkt
| Infant nasal mask, Large (BC802-10) | 10/Pkt
| Infant nasal mask, Small (BC800-10) | 10/Pkt
| Infant nasal mask, Medium (BC801-10) | 10/Pkt
| Breathing tube kit, Paediatric, Disposable with heating wire (040-001886-00) | Set
| Flowmeter for oxygen blender, Paediatric: Scale 0 - 15L/minute; increment 0.5L/min (starts at 0.5L/min); Accuracy: +/- 0.25ml/min.; Flush flow: 40-60L/min | piece
| Oxygen hood, Small: Round shape and flat top; Polycarbonate, unbreakable, autoclavable and oxygen inlet nozzle | Piece
| SpO2 probe, Wrap type, Reusable (M1193A) | Piece
| Flowmeter for oxygen blender, Neonate: Scale 0 - 15L/minute; increment: 0.5L/min (from at 0.5 to 5L/min), 1L/min (from 5 to 15L/min); Accuracy: +/- 0.25Ll/min from 0.5 to 5L/min, 0.5l/min abpove 6to 15L/min.; Flush flow: 40-60L/min | Piece
| Oxygen hood, Large: Round shape and flat top; Polycarbonate, unbreakable, autoclavable and oxygen inlet nozzle | Piece
| Nasal mask, Infant, Medium (BC801-10) | 10/Pkt
| Flowmeter for oxygen blender, Paediatric: Scale 0 - 8L/minute; increment 0.5L/min (starts at 0.5L/min); Accuracy: +/- 0.25ml/min.; Flush flow: 40-60L/min | Piece
| Flowmeter for air blender; Scale 0 - 15L/minute; increment: 0.5L/min (from at 0.5 to 5L/min), 1L/min (from 5 to 15L/min); Accuracy: +/- 0.25Ll/min from 0.5 to 5L/min, 0.5l/min abpove 6to 15L/min.; Flush flow: 40-60L/min | Piece
| SPO2 probe, Wrap Type, Reusable (M1195A) | piece
| ECG monitoring record facility (M1668A) | Piece
| NIBP cuff, Reusable, Paediatric, 14 - 21.5cm for MP 60 monitor (M1572A) | Piece
| NIBP cuff, Reusable, Infant, 10 - 15cm for MP 60 monitor (M1571A) | Piece
| ECG Paper ( 40477A) | Roll
| ECG leads electrode, Disposable (M13953D) | Piece
| SpO2 probe, Boot type, Reusable (1192A) | Piece
| Sensor probe, Pulse oxymeter, Neonate, Wrap type, Silicone, Reusable (M1193A) | Piece
| Mask interface adapter 22mm ( RT980) compatible with 900PT501 | 20/pkt
| SpO2 probe, Ear clip, Reusable | Set
| Probe, Paediatric 7 pins, Flat compatible with Schillers Oxywave SpO2 monitor | Piece
| BP cuff, Size 2 (M1868A) | Piece
| BP cuff, Resuable, Paediatric 20.5 x 28cm (M1573A) | Piece
| Connection cable (Flow sensor) for Babylog 8000 plus ventilator (8409626) | Piece
| Converting cable for pulse oxymetry sensor probe into 9 pin | Piece
| NIBP cuff, Arm, Infant, Circumference 10 - 19cm; Bladder width 9.2cm, Reusable for T5 monitor | Set
| NIBP cuff, 10 - 19cm with connector for T8 monitor (CM1201) | Set
| Monitor, Wall mount, Bracket for T8 monitor | Piece
| Nasal cannula, Reusable, Active/variable flow, nCPAP generator 45 degree compatible with Phoenix nasal CPAP (Mediject 1020) | Piece
| Breathing circuit, Silicone for Babylog 8000 plus | Set
| SpO2 probe, Clip type, Paediatric, Reusable for T8 monitor | Piece
| SpO2 probe, Boot type, Paediatric for T5 monitor | Piece
| Filter paper, Humidifier | Piece
| Breathing circuit, Neonate, Silicone with heating wire for HFV mode | Piece
| Breathing circuit, Disposable | Set
| Sample line, Carbon dioxide, Water trap and air way adapter | Set
| Humidifier (8411046) | Piece
| SpO2 probe, Clip type, Paediatric, Reusable for T5 monitor (512H) | Piece
| Flow sensor, Y piece, Neonatal (8410185) | Piece
| Filter paper, Humidifier | Packet
| Humidifier, Respiratory (SH530) | Piece
| Filter, Round, Disposable | Piece
| ETCO2 tube (M1658A) | Set
| Expiratory bacteria filter, Neonate, Disposible (4-076408-00) | Piece
| Elbow adapter, Aeroneb, L shape | Set
| Inspiratory bacteria filter, Reusable, Paediatric (4-074600-00) | Piece
| Face mask, Silicone for use with head harness Size 1, 2, 3 | Piece
| SpO2 probe, Wrap type, Reusable for T5 monitor | Piece
| ETCO2 water trap, (M1657B) | Piece
| Prong, Neonatal (OPT314) | Set
| Filter paper for ventilator humidifier | Packet
| Water trap Ex, Re-usable | Piece
| Head harness, Silicone for use with Silicone face mask, Infant | Piece
| Circuit tubings, Paediatric with heated wire, Silconised and Autoclavable | Piece
| Nasal cannula, Paediatric (OPT318) | Set
| NIBP cuff, 18 - 26cm with connector for T8 monitor (CM1202) | Set
| Nasal cannula, Infant (OPT316) | Set
| SpO2 extension cable, Nellcor DOC-10 pulse oximetry cable extension 10ft | Piece
| Nebulizing chamber (94653) | Piece
| Temperature probe for Neopuff (9001W001) | Set
| Gas accessory block oxygen (DISS) (9001W151) | Set
| Medication cup holder (94656) | Piece
| Printing paper (HP0070) | Roll
| Bottle, Calibration gas (BP7001) | Bottle
| Kool-kit set, Neonate (950) | Piece
| NIBP Cuff, Disposable Size 3 | Piece
| Oxygen probe, Neonate, Disposable, 9 pins, Wrap type compatible with Nellcor OxiMax N600x (MAX-N) | Piece
| NIBP Cuff, Disposable Size 2 | Piece
| Oxygen probe, Neonate 9 pins, Wrap type, Silicon, Reusable compatible to Nellcor (132010010/SN09NOIX) | Piece
| NIBP cuff, Reusable Infant | Piece
| SPO2 sensor, finger clip type for Biloight M800 Handheld pulse oximeter | Piece
| Converter, Non-oximax to oximax converter, Suitable for all types of sensors Lub Dub SP-1012 | Piece
| BP cuff , Reusable, Infant (CM1201) | Piece
| BP cuff, Resuable, paediatric (CM1202) | Piece
| Mist hose 120cm (36383) | 10/Pkt
| NIBP cuff, Size 6, 7, 8, 9 for Welch Allyne monitor | Set
| Aerosol mask (100) | 10/Pkt
| Pneumoclean (32053) | 5/Pkt
| Resuscitator, T-piece, Infant (9001W130) | Set
| SpO2 probe, Paediatirc, Reusable, Wrap type, 5 pins, Round compatible with monitor (Renovar) | Piece
| Temperature probe, Skin compatible with Surgicon radiant warmer CE 1293 | Piece
| Temperature probe, Skin compatible with radiant warmer Neotach (5000R) | Piece
| Temperature probe, Skin compatible with Phoenix radiant warmer Open Care warmer OCW-100 | Piece
| Tube light, UV, 2FT | Piece
| Temperature probe, Skin compatible with Medix incubator (PC-305) | Piece
| UPS for ventilators | Set
| SPO2 sensor, wrap type | Piece
| Temperature probe, Skin compatible with Atom Baby incubator, Neo-servo V-2100G | Piece
| NIBP cuff, Reusable Paediatric | Piece
| Temperature probe, Skin compatible with ATOM ZY53 incubator | Piece
| SPO2 extension cord, 6 pins, Round | Piece
| Hypothermia blanket, Disposable, Paediatric (874) | Piece
| Temperature probe | Piece
| SPO2 sensor, 9 pins, Flat, Wrap type | Piece
| SPO2 sensor, wrap type for Biloight M800 Handheld pulse oximeter | Piece
| Oxygen flow meter (900IW117/900IW117G) | Set
| BP cuff, Size 1 (M1866A) | Piece
| BP cuff, Size 3 (M1870A) | Piece
| ECG cable, Reusable for T8 monitor (EL6501-B) | Piece
| Skin temperature probe, Reusable | Piece
| ECG cable, 5 lead trunk for Phillips defibrillator | Set
| Thermal print media for Sony hybrid graphic printer UPP 110S | Roll
| Patient extension adapter cable, SPO2, 10FT/3M, Connects to Nellcor OxiMax SpO2 enabled monitoring devices with a OxiMax 3M 14-pin connector and connects to compatible SpO2 sensors through an OxiMax DB9 9-pin connector Nellcor DOC 10 | Set
| ECG trunk cable, 5 lead (13.00071) for neonate | piece
| Gas analyser M1019A Intellivue G5 | Set
| SpO2 probe, Paediatric, 9 pins, Flat, Clip type | Piece
| Patient extension adapter cable, SPO2, 10FT/3M, Connects to Nellcor OxiMax SpO2 enabled monitoring devices with a OxiMax 3M 14 pin connector and connects to compatible SpO2 sensors through a OxiMax DB9 9 pin connector | Set
| Incubator (Dual Incu i) | Header
| ET sidestream CO2 module for T8 | Set
| Transducer for IABP, Philips (M1567A) | Piece
| SpO2 probe, Ear clip, Paediatric for T5 monitor | Piece
| SpO2 probe, Ear clip, Paediatric for T8 monitor | Piece
| Inspiratory bacteria filter, Disposable (355/5427) | Piece
| Oxygen sensor for PB 840 ventilator (MNFD160128) | Piece
| NIBP cuff, Neonate, Reusable ( 6 - 11cm) 13.000321 | Piece
| PVC spare parts kit for Incubator MEDIX PC 305: with front door gasket, 4 port gaskets, 2 iris gasket, 2 open ports, 2 circular IV ports, top cup. DIR-27 | Set
| Monitor (Schiller Truscope Elite series A8) | Header
| Temperature cable, Rectal (13.000741) | Piece
| Humidifier chamber (SH 360) | Piece
| Gentle release skin temperature probe cover | Piece
| T piece resuscitation circuit, Disposable | Piece
| Pneumo clean electrostatic air filter | Piece
| Compressor, Stand alone for bubble CPAP/Ventilator | Set
| ECG cable, 5 lead (13.00071) | Piece
| Oxygen probe, Neonate 9 pins, Wrap type, Silicon, Disposable compatible to Nellcor (MAXNI) | Piece
| SpO2 probe, Paediatric, 9 pins, Flat, Boot type | Piece
| NIBP cuff, Size 6 for Welch Allyne monitor | Piece
| NIBP cuff, Size 7 for Welch Allyne monitor | Piece
| NIBP cuff, Size 8 for Welch Allyne monitor | Piece
| NIBP cuff, Size 9 for Welch Allynne monitor | Piece
| Nasal mask, Infant, Large (BC802-10) | 10/Pkt
| IABP pressure transducer with line and cable connector, Disposable, Compatible with iHT8 | 10/Pkt
| Flowmeter for oxygen blender, Neonate: Scale 0 - 10L/minute; increment: 0.1L/min (from 0 to 5L/min), 1L/min (from 5 to 10L/min); Accuracy: +/- 0.1L/min from 0 to 5L/min, 0.5l/min above 6to 10L/min.; Flush flow: 40-60L/min | piece
| AED pad, Paediatric, Disposable for use with Phillips defibrillator | Set
| Nasal mask, Infant, Extra large (BC803-10) | 10/Pkt
| Bubble CPAP Delivery System (Fischer & Paykel) | Heading
| Oxygen hood, Medium: Round shape and flat top; Polycarbonate, unbreakable, autoclavable and oxygen inlet nozzle | Piece
| SPO2 cable with extension for the pediatric (rap type), non disposable, make Mindray, module VS600, 7pin | Set
| Connector for intraarterial | Set
| EtCo2 capnography extension cable along with transducer sensor for the mindray, model T8. | Set
| EtCo2 capnography extension cable along with transducer sensor for the Philips, model Intellivue MP60 | Set
| 5T piece resuscitator for neonate, fisher and Pakil neopuff | Set
Consumables | Trocar aspiration kit, 6Fr: Supports safe puncture and drainage of the chest and abdominal cavities with a small-diameter puncture needle and aspiration valve; Including trocar catheter, surgical drape, lancet, 3 way stop cock | 10/Pkt
| Baby warmer: Reusable heating pad, microwavable moist heat therapy with washable cover. Shoulb be flexible, size 22x13 inches (Without charger). Heat generated by placing in microwave. | 10/Pkt
| Central Venous Catheter | Heading
| Central venous catheter, Triple lumen, Paediatric, 4Fr, 12.5cm | Set
| Control suction catheter, Transparent tube and connector for fingertip control of suction 29cm, 8Fr | Set
| Intraosseous access (Heading) | Heading
Peritoneal dialysis
| Sterile Skin cleansing alcohol preparation (webcol) saturated with 70% isopropyal alcohol | Packets
| Steri-strip antimicrobial skin closures | Piece
| Endotoxin filter, Paediatric, Flow rate 6mL/min | Piece
| Elastic self-adherent wrap 1inch | Roll
| Adhesive tape remover pad for sensitive skin | Piece
| Chest tube 10Fr | Piece
| Chest tube 12Fr | Piece
| Chest tube 8Fr | Piece
| Octopus extension tube, Polyurethane, Multilumen (2), IV catheter, Transparent and with low priming volume (0.3 - 0.5mL) with non-return valve, Length 10cm, internal diameter 1mm and external diameter 2mm | Set
| PVC circuit, Smoothbore set: Sterile, Paediatric PVC circuit 22mm, Standard Y-piece with port, Patient connections 22M/15F, Inspiratory line 160cm and Expiratory line 160cm with paediatric water trap, extra limb 80cm, Ventilator connections 22F | Set
| Cap/bonnet, Neonate, Sterile | Piece
| Cap/bonnet, Preterm, Sterile | Piece
| Mucous extractor with separate lid for safe sealing and transport of aspirate, 6Fr | Piece
| Colostomy bag, Neonate | Piece
| Control gel formula dressing, Extrathin 10cm | Piece
| Control suction catheter, Replaceable catheters, MDI port, Size 8Fr | Set
| Phototherapy eye shield, Preterm/Neonate | Piece
| Control suction catheter, Transparent tube and connector for fingertip control of suction 29cm, 4Fr | Set
| Control suction catheter, Transparent tube and connector for fingertip control of suction 29cm, 8Fr | Set
| Control suction catheter, Transparent tube and connector for fingertip control of suction 29cm, 6Fr | Set
| Control suction catheter, Transparent tube and connector for fingertip control of suction 29cm, 7Fr | Set
| Gastro-duodenal with weighted tip 5Fr | Piece
| ECG chest electrode, Paediatric, Disposable, Teardrop shape with foam gel (slid or wet) backing, Low impedance Ag/AgCl sensor, Size 27mm | Piece
| Endotracheal tube adaptor, Sterile with lure lock side port for use with surfactant for ET Size 2.0 - 4.0 | Piece
| Gastroschisis silo, Sterile | Piece
| X-ray gonad shield, Preterm/Neonate | Piece
| HMEF Filter, Disposable 100% bacterial/viral efficiency, HME membrane with CO2 port, 22M/15F connector, Neonate | Piece
| HMEF Filter, Disposable 100% bacterial/viral efficiency, HME membrane with CO2 port, 22M/15F connector, Paediatric | Piece
| Meconium aspirator, Pengiun type | Piece
| Nasal CPAP duoderm, Preterm | Piece
| Gastro-duodenal with weighted tip 6Fr | Piece
| Spinal needle 25G | Piece
| Heparinized syringe without needle 1mL | Piece
| Thoracic drainage tray, Disposable, Sterile | Piece
| Umbilical tape, Sterile | Piece
| Central venous catheter, Double lumen, Paediatric 5Fr, 12.5cm | Set
| Urine sample bag, Self adhesive, Paediatric | Piece
| Urine drainage bag, Neonate | Piece
| Yankaur suction set, Crown tip, Tube length 2.5m | Packet
| Gastro-duodenal with weighted tip 8Fr | Piece
| Intravenous line filter, 0.2micron with luer lock connector, Latex free port | Piece
| IV water bottle, Sterile 1L | Piece
| Intraosseous needle size 15mm | Piece
| Intraosseous infusion needle, 16G | Piece
| Umbilical catheter, Single lumen, Radiopaque with marking length scale 5Fr, Polyurethane | Piece
| Intraosseous needle stablizer for use with EZ intraosseous gun | Piece
| Umbilical catheter, Single lumen, Radiopaque with marking length scale 3.5Fr, Polyurethane | Piece
| Intraosseous infusion needle, 14G | Piece
| Central venous catheter, Peripherally inserted, Radiopaque, Double lumen 29G, 15cm | Set
| Umbilical catheter, Double lumen, Radiopaque with marking length scale 3.5Fr, Polyurethane | Piece
| Exchange transfusion tray, Sterile, Disposable with luer-lock syringe, 4-ways stopcock and extension tube | Set
| Central venous catheter, Peripherally inserted, Radiopaque, Double lumen 29G, 20cm | Set
| Peripherally inserted central catheter, Radiopaque silicone with introducer needle and removable connector, Size 24G, 2Fr, 15cm | Set
| Peritoneal dialysis catheter, Tenckhoff 1 Cuff, Size 31cm, Neonate | Piece
| Central venous catheter, Triple lumen, Paediatric, 5Fr | Set
| Umbilical catheter, Double lumen, Radiopaque with marking length scale 4Fr, Polyurethane | Piece
| Umbilical Catheter | Heading
| Umbilical catheter, Single lumen with distance marking every centimeter from 5-25cm, Length 40cm, Size 3.5Fr | Piece
| Umbilical catheter, Single lumen with distance marking every centimeter from 5-25cm, Length 40cm, Size 4Fr | Piece
| Umbilical catheter, Single lumen with distance marking every centimeter from 5-25cm, Length 40cm, Size 5Fr | Piece
| Umbilical catheter, Single lumen with distance marking every centimeter from 5-25cm, Length 40cm, Size 6Fr | Piece
| Umbilical catheter, Double lumen with distance marking every centimeter from 5-25cm, Length 40cm, Size 4Fr | Piece
| Umbilical catheter, Double lumen with distance marking every centimeter from 5-25cm, Length 40cm, Size 5Fr | Piece
| PICC-Introducer (Split short IV Cannula) for Size 2Fr, PICC Catheter | Piece
| Central venous catheter, Triple lumen, Paediatric, 5Fr, 12.5cm | Set
| Control suction catheter, Transparent tube and connector for fingertip control of suction 29cm, 5Fr | Set
| Peripherally insterted, Radiopaque, Single Lumen, 18G, 4Fr, 35cm | Piece
| Central venous catheter, Double lumen, Paediatric 4Fr, 10cm | Set
| Phototherapy eye shield, Small Size | Piece
| Control suction catheter, Transparent tube and connector for fingertip control of suction 29cm, 5Fr | Set
| Phototherapy eye shields, Medium Size | Piece
| Phototherapy eye shields, Large Size | Piece
| IV Cannula without wing 26G | Piece
| Gastro-duodenal with weighted tip 7Fr | Piece
| Central venous catheter, Triple lumen, Paediatric: Radiopaque, Polyurethane, Markings from 4cm from distal tip; Tray presentation containing; 1 triple lumen catheter (3Fr); 1 short IV cannula 24G, Length 19mm; 1 introducer needle 22G, Length 40mm; 1 Nitinol straight guidewire (particularly kink-resistant) with guide advancer, Length 50cm; 2 dilators 3Fr (Length 3cm and 5cm); 1 secondary fixation wing; 2 injection caps; 1 scalpel; 15mL syringe | Set
| Octopus extension tube, Double lumen with auto-flush and non-return valves | Piece
| Control suction catheter, Transparent tube and connector for fingertip control of suction 29cm, 4Fr | Set
| Trocar aspiration kit, 8Fr: Supports safe puncture and drainage of the chest and abdominal cavities with a small-diameter puncture needle and aspiration valve; Including trocar catheter, surgical drape, lancet, 3 way stop cock | 10/Pkt
| Trocar aspiration kit, 12Fr: Supports safe puncture and drainage of the chest and abdominal cavities with a small-diameter puncture needle and aspiration valve; Including trocar cathter, surgical drape, lancet, 3 way stop cock | 10/Pkt
| Biconnector and spike for aspirating or adding fluids to bags or bottles of intravenous solutions | Set
| General consumables (Heading) | Heading
| Baby warmer gel, Microwavable: Generate and contain heat by few minutes of microwave and provide extra heat source who are not adequately warm in incubator or radiant warmer | Piece
| Endotoxin / Bacterial Filter-A-line Neonatal/Paediatric 0.22micrometer I.V. filter 96-hour filter for the removal of inadvertent bacterial contaminants, associated endotoxins, particulates, and air – Male and female Luer-lock fittings – Not for use with lipids, blood or blood products. Priming volume: 0.43ml – Flow rate upto 5.80ml/min | Piece
| Central venous catheter, Triple lumen, Paediatric: Radiopaque, Polyurethane, Markings from 4cm from distal tip; Tray presentation containing; 1 triple lumen catheter (3.5Fr); 1 short IV cannula 24G, Length 19mm; 1 introducer needle 22G, Length 40mm; 1 Nitinol straight guidewire (particularly kink-resistant) with guide advancer, Length 50cm; 2 dilators 3Fr (Length 3cm and 5cm); 1 secondary fixation wing; 2 injection caps; 1 scalpel; 15mL syringe | Set
| Control suction catheter, Transparent tube and connector for fingertip control of suction 29cm, 6Fr | Set
| Catheter set, Radial artery 20G, Length 4.5cm- 8cm, Latex free, Non-pyrogenic, Radio opaque catheter with flexible wings, Disposable | Set
| Catheter set, Femoral artery 20G, Length 15-20cm, Latex free, Non-pyrogenic, Radio opaque catheter with flexible wings, Disposable | Set
| Catheter set, Radial artery 22G, Length 4.5cm- 8cm, Latex free, Non-pyrogenic, Radio opaque catheter with flexible wings, Disposable | Set
| Incentive spirometer, Paediatric: 3 chambers of pf 600, 900 and 1200cc/sec inhaling volume, 3 coloured balls for easier indentification of inhaled capacity | Set
| Central venous catheter, Triple lumen, Paediatric: Radiopaque, Polyurethane, Markings from 5-12cm; Tray presentation containing: 1 triple lumen catheter (4F); 1 introducer needle (Ext. Ø 0.8mm; 21G; Length 40mm); 1 short IV cannula 22G, Length 25mm; 1 “J” or straight guidewire (Length 40cm; Ø 0.46mm) 4, 5Fr; 2 dilators (length 38mm and 62mm); 1 secondary fixation wing; 2 injection caps; 1 scalpel; 15mL syringe | Set
| Intraosseous infusion needle, 18G | Piece
| Lipid infusion line, Bacterial filter, Neonatal | Piece
| Octopus extension tube, Triple lumen with auto-flush and non-return valves | Piece
| Peripherally inserted central catheter, Radiopaque silicone with introducer needle and removable connector, Size 24G, 2Fr, 30cm | Set
| Umbilical catheter, Double lumen, Radiopaque with marking length scale 5Fr, Polyurethane | Piece
| Peritoneal dialysis catheter, Tenckhoff, 2 cuffs, Size 32cm, Paediatric | Piece
| IV Cannula without wing 24G | Piece
| Peritoneal dialysis set, Paediatric: Consisting of Inflow system (Red clamps/connectors); Warming line; Drainage bag (Yellow clamps/connectors); Drainage system (Yellow clamps/connectors) | Set
| Central venous catheter, Peripherally inserted, Radiopaque, Single lumen 29G, 20cm | Set
| Introducer, Splitting for catheter size 1Fr with 22G cannula | Piece
| Intraosseous needle size 25mm | Piece
| Intraosseous connector for use with EZ intraosseous gun | Piece
| Lipid filter, Neonate/Paediatric, 1.2µm, Flow rate 136mL/min | Set
| Peritoneal dialysis, Stiff catheter, Length 20cm; 4cm of catheter tip with 32 lateral eyes 12Fr, Paediatric | Piece
| Intraosseous gun | Piece
| Infusion line, Lure lock, Anti-UV | Piece
| Central venous catheter, Triple lumen, Paediatric: Radiopaque, Polyurethane, Markings from 5-12cm; Tray presentation containing: 1 triple lumen catheter (4.5Fr); 1 introducer needle (Ext. Ø 0.8mm; 21G; Length 40mm); 1 short IV cannula 22G, Length 25mm; 1 J or straight guidewire (Length 40cm; Ø 0.46mm) 4, 5Fr; 2 dilators (length 38mm and 62mm); 1 secondary fixation wing; 2 injection caps; 1 scalpel; 15mL syringe | Set
| Central venous catheter, Double lumen, Paediatric, 3Fr, 10cm | Set
| Silicone nasal tube, double tube for neontal nasal ventilation , 6cm with 15mm adaptor Internal diameter 1.5 | Piece
| Universal straight double taper connector for use with suction machine | Piece
| Silicone nasal tube, single tube for neontal nasal ventilation , 9cm | Piece
| Silicone nasal tube, double tube for neontal nasal ventilation , 6cm with 15mm adaptor Internal diameter 2.0 | Piece
| Silicone nasal tube, double tube for neontal nasal ventilation , 6cm with 15mm adaptor Internal diameter 2.5 | Piece
| Silicone nasal tube, double tube for neontal nasal ventilation , 6cm with 15mm adaptor Internal diameter 3.0 | Piece
| Umbilical catheter, Single lumen, Radiopaque with marking length scale 4Fr, Polyurethane | Piece
| Gastro-duodenal with weighted tip 4Fr | Piece
| Thoracic trocar and drain, 6Fr: With a small-diameter puncture needle and aspiration valve; Including trocar cathter, surgical drape, lancet, 3 way stop cock | 10/Pkt
| Thoracic trocar and drain, 8Fr: With a small diameter puncture needle and aspiration valve; Including trocar catheter, surgical drape, lancet, 3 way stop cock | 10/Pkt
| Thoracic trocar and drain 10Fr: With a small-diameter puncture needle and aspiration valve; Including trocar catheter, surgical drape, lancet, 3 way stop cock | 10/Pkt
| Control suction catheter, Replaceable catheters, MDI port, Size 6Fr | Set
| Catheter for surfactant administration with LISA method | Piece
| ---- Central venous catheter, Triple lumen, Paediatric: Radiopaque, Polyurethane, Markings from 4cm from distal tip; Tray presentation containing; 1 triple lumen catheter (3.5Fr), length 6cm; 1 short IV cannula 24G, Length 19mm; 1 introducer needle 22G, Length 40mm; 1 Nitinol straight guidewire (particularly kink-resistant) with guide advancer, Length 50cm; 2 dilators 3Fr (Length 3cm and 5cm); 1 secondary fixation wing; 2 injection caps; 1 scalpel; 15mL syringe | Set
| ---- Central venous catheter, Triple lumen, Paediatric 4Fr, 10cm | Set
| Control suction catheter, Transparent tube and connector for fingertip control of suction 29cm, 7Fr | Set
| ---- Central venous catheter, Triple lumen, Paediatric, 3Fr, 10cm | Set
| ---- Central venous catheter, Triple lumen, Paediatric 5Fr, 12.5cm | Set
| ---- Central venous catheter, Triple lumen, Paediatric: Radiopaque, Polyurethane, Markings from 5-12cm; Tray presentation containing: 1 triple lumen catheter (4.5Fr), length 8cm; 1 introducer needle (Ext. Ø 0.8mm; 21G; Length 40mm); 1 short IV cannula 22G, Length 25mm; 1 J or straight guidewire (Length 40cm; Ø 0.46mm) 4, 5Fr; 2 dilators (length 38mm and 62mm); 1 secondary fixation wing; 2 injection caps; 1 scalpel; 15mL syringe | Set
| Baby warmer, Microwavable: With gel that can generate and contain heat by few minutes of microwave and provide extra heat source who are not adequately warm in incubator or radiant warmer | 10/Pkt
| ---- Central venous catheter, Triple lumen, Paediatric: Radiopaque, Polyurethane, Markings from 4cm from distal tip; Tray presentation containing; 1 triple lumen catheter (3Fr), length 10cm; 1 short IV cannula 24G, Length 19mm; 1 introducer needle 22G, Length 40mm; 1 Nitinol straight guidewire (particularly kink-resistant) with guide advancer, Length 50cm; 2 dilators 3Fr (Length 3cm and 5cm); 1 secondary fixation wing; 2 injection caps; 1 scalpel; 15mL syringe | Set
| Peripherally inserted central catheter, Radiopaque silicone with introducer needle and removable connector, Size 24G, 1Fr, 15cm | Set
| Catheter set, Femoral artery 22G, Length 15-20cm, Latex free, Non-pyrogenic, Radio opaque catheter with flexible wings, Disposable | Set
| Catheter set, Femoral artery 24G, Length 15-20cm, Latex free, Non-pyrogenic, Radio opaque catheter with flexible wings, Disposable | Set
| Catheter set, Radial artery 24G, Length 4.5cm- 8cm, Latex free, Non-pyrogenic, Radio opaque catheter with flexible wings, Disposable | Set
Consumables of ABG Machine | Welch Allyn, NIBP monitor, BP cuff, size 9.8 x 13.3 cms. | Pkt
| Circumference bladder. | Set
| Calcium Gas, Bottle (OPTI CCA TS) | Bottle
| Welch Allyne, NIBP monitor, BP cuff, size 12 x 16cms | Pkt
| Cartridges, Test Cards (OPTI CCA TS) | Pkt
| Thermal Printing Paper (OPTI CCA TS) | Roll
| Mindray VS 800 BP cuff size 18 x 26 cms, arm : circumference bladder. | Piece
Dressing materials for advanced wound management | Mindray VS 800 BP cuff size 9.8 x 13.3 cms, arm | Piece
Equipment | Humidification chamber for ventalator Puritan Benette 840-MR 340E (Fisher &Paykel) | Piece
| Micro Drug Administration Syringe Pump, 9V battery operated, portable to use while transportng patients. Compatible with threee different syringe size 5,10 and 20 ml volume. | Set
| Phillips 1192A: Philips MP60 CP montor, reusable SpO2 probe, Boot type. | Piece
| Transport incubator, High end: Collapsible trolley; IV stand; Battery (minimum 6 hours); Single walled; At least 2 large oval portholes for access Iris ports for ventilator and other tubing; Bed level at least 80cm above ground; Air mode: adjustable temperature set, 20-39oC, Resolution 0.1oC; Skin mode: adjustable temperature, 34-38oC, Resolution 0.1oC; Alarms for heating modes: Air up to +/-2.5oC of set temp., Skin +/-0.5o of set temp.; Electronic temperature regulation and control; Temperature probe; Internal lighting; Rechargeable battery; Power system cable of charging battery from mains/ambulance power source; Air/oxygen blender and flow meter; Fixable oxygen and air tank compressor; Fitting rail for suction machine and suction device; Detachable from trolley and carry able and fixable to stretcher in ambulance or helicopter; Certifications: CE, FDA, ISO, IEC or equivalent standards; Operational environmental conditions: Temperature 5-40oC; Relative humidity: 4 to <90%; Altitude 200-3000m; Atmospheric pressure 500-800mmHg; Power supply: 220-240V, 50Hz; Power cord with 3 round pin top (Standardised Brands: Ningho David) | Set
| Covidien: Aeroneb elbow (L shape) adapter for neonatal neblizer for PB840 | Set
| Neonatal/Paediatric Chest Massager for Chest Physiotherapy , Hand held small enough to fit inside incubator, percussor, gentle and quiet. Two directional stroking applicator and one vibrator applicator designed specifically for neonates and pediatric patients for chest physiotherapy. Soft rubber end cushion units, 40 cycles per second, speed control and single switch on and off. Battery operated with charging dock / charger. | Set
| Bed, Paediatric: With collapsible and locakble full length side railings( small gaps) with up and down movement with mattress, Adjustible height 450 - 750mm. Resistant to chipping and scratching, With removable head and foot boards, single manual crank operation system, heavy duty castors with brakes in 2 wheeels , four IV dripholes with one IV pole, and one urine hook; Minimum load capacity of 180 kilograms | Set
| ICU Pediatric Bed: Height-adjustable electric pediatric intensive care bed, With mattress and integrated weighing scale; Control panel: remote control unit which can lock patient remote control usage, Split safety sides with built-in patient and nurse control; Folding safety sides with control; Electrically operated back rest, knee-break and height adjustment; Electrically operated calf section adjustment; Electrically operated trendelenberg/reverse trendelenberg tilt; Auto-CPR button; Battery backup; Built-in bed extension with mattress retainer; Removal head and foot panels; Linked braking/steering system with four braking castors;Epoxy powder coated framework with X-Ray permeable back rest, X-ray cassette holder which can fit x-ray cassete size of 10x12inch, 11x14inch, 14x17inch; 2 IV Pole with provision for 4 IV ports in all four ends, Overall length and width105- 230 cm approximately; Hook for hanging urinary and drainage bag; Provision for mounting oxygen cylinder during patient transfer; weight capacity of 250kg Power Supply : 230V ± 6% , 50 Hz ± 1 % ; Power cord with 3 round pin top. | Set
| Ventilator, Neonate without compressor: Integrated screen for display of waveforms; Pressure and flow against time; IPPV (CMV), IMV, CPAP, SIPPV/assist control and HFO; Built-in 24 hour trends of monitored parameters such as Minute volume, airway pressure FiO2, compliance and resistance etc.; Settings: Inspiratory, 10-80cmH20; Inspiratory flow, 1-30L/min; Inspiratory time, 0.1-2sec.; Expiratory time, 0.2-30sec.; Flow independent PEEP variable from 0-15 cmH20, HFV mode; Automatic settings of all alarms (except MV); Automatic O2 calibration every 24Hrs. or on demand; Audio and visual alarms with advisory message on screen; Real time monitoring and digital display for FiO2, Peak pressure, mean pressure, CPAP/PEEP, expiratory tidal volume, total frequency, spontaneous frequency, lung function monitoring including C20/C, R, C, Tc, RVR; with trolley; 2 silicone hose sets; Flow sensors/Exp. valves - 2 sets each; , O2 cell, oxygen connecting hose, F & P; Servo controlled humidifier with 2 reusable chamber; Nebuliser circuit support arm; Air compressor; Neonatal tubing including HFO designated ventilator tubing, heat wire, humidification chambers, nebuliser facility; Servo controlled stabilizer; Certifications: CE, FDA, ISO, IEC or equivalent standards; Operational environmental conditions: Temperature 5-40oC; Relative humidity: 4 to <90%; Altitude 200-3000m; Atmospheric pressure 500-800mmHg; Power supply: AC 220-240V, 50Hz; Power cord with 3 round pin top; Appropriate UPS (Standardised Brands: Covidien, Drager Medical and Shenzhen Mindray) | Set
| Ventilator with compressor, Paediatric: Should have facility for Invasive and Non-Invasive ventilation; Microprocessor Control suitable for Pediatric and adult ventilation; Electromagnetic Compatible Hinged arm holder for holding the circuit; Should have built in touch color screen TFT display of minimum 10 or more for display; Of waveforms and Monitored value; Should have inbuilt facility with ETCO2; Facility to Measure and display:- Status indicator for ventilator mode; Battery indication; Automatic compliance and leakage compensation for circuit and ET Tube, Modes of ventilation: Assist/control, SIMV, BIPAP; Spontaneous breath types: VCV in A/C or SIMV, PCV in A/C or SIMV, PSV SPONT or SIMV, include facility for respiratory mechanic (e.g. to measure negative inspiratory force, etc); Patient range: Adult and paediatric; Mandatory settings: Ventilation frequency: 2-80bpm; Inspiration time: 0.2-10s; Tidal volume: 40-2000mL; Inspiratory flow: 0-180L/min; Inspiratory pressure: 5-100cmH2O; PEEP: 0-35cmH2O; Plateau: 0-2 seconds; Flow pattern: Square or decelerating ramp; Oxygen concentration: 21-100%; Trigger sensitivity: 1-20L/min; Operation: Set alarm limits: Heart rate, low insp. pressure, high pressure, low minute volume, high and low tidal volume, airway pressure, apnoea alarm; Large display screen with all parameters, graphics, ventilator status, alarms and power supply status; Manual INSP: delivers one mandatory breath; Internal rechargeable battery- approx 60 minutes; Power supply: AC 220-230V, 50-60Hz; Power cord with 3 round pin top Accessories: Collectors vials, Electronic humidifier with humidification chamber; standard cart; bacterial filters, test lung, and flex arm Set; Jar should be autoclavable; Quality Certification : Valid CE/BIS/US FDA or equivalent; Nebulization assembly compatible with ventilator and circuit; Should have interface facility; Flow sensor-Should have life more than 1 year; Expiratory Unit- Life should be more than 3yrs; Data storage facility for at least 24hrs;Should have flow sensors having long life and the company shall specify the life cycle and the cost of the flow sensors. Standard Accessories along with; Disposable breathing circuits 100 nos. (Standardised Brands: Covidien, Drager Medical and Shenzhen Mindray) | Set
| Infant Radiant Warmer, Hybrid Type: A full-featured incubator and a radiant warmer in one with all standard accessaries; With above higher specification for NICU setting including IV stand examination light;Relative humidity option, swivel mattress, all around access, uniform central thermal environment;foot-switch Canopy control ,Finger-switch (raise and lower), Mattress rotates Electroluminescent control screen, Four wheel locks X-ray tray stndard size i.e. 10x12, 11x14, 14x17 Sliding storage draw Integral scales,incubator mod; air temperature and baby skin temperature control,integral humidification, radiant warmer mode; baby skin temperature control, heater control, foot switch contral transformation from incubator to radiant warmer, vertical height adjustment pedals, automatic radiant heater in radiant warmer mode, finger switch for the incubator to radinat warmer transformation or vice versa, in incubator mode; servocontrolled baby automatically activates the radiant heater in servo-controlled baby mode with the same set temperature, in low canopy mode with radiant heater in baby mode th incubator shell activate and continue to operate in baby mode, infant resussatiation unit to be there, maximum heater power output 450 W, power dispaly 0 to 100%, with 5 % increment, Electrostatic filter and dust cover; Temperature control (servo control) and range of 35-37.5°C with over ride mode 37.6-39°C, Air temperature of 23-37°C and over ride mode of 37.1-39°C, heater head roation up to 130degree left or right, metress tilt atleast 12 degree, apgar timer setting option, verticla height adjustment, storage tray, phototherapy, air oxygen bleder and flow meter, suction unit,certifications: CE, FDA, ISO, IEC or equivalent standards; Operational environmental conditions: Temperature 5-40oC; Relative humidity: 4 to <90%; Altitude 200-3000m; Atmospheric pressure 500-800mmHg; Power Supply : 230V ± 6% , 50 Hz ± 1 % ; Power cord with 3 round pin top Appropriate UPS | Set
| Pediatric and Neonate Patient Monitor : NIBP, SPO2, ECG, Respiratory rate, heart rate & Temperature, 12 to 15 inch colour TFT Display, Modular in design, should have module for measuring, 5 lead ECG with electrocautery filter, multilead ST segment analysis, lethal arrhythmai alarms with 5 lead ECG cable Set, Spo2 measurement with plethysmograph-Neonate and pediatric Spo2 sensors wrap type, pitch should vary with saturation, NIBP measurement with pediatric and neonate cuffs,Spo2 with acuracy range of ±2 , pulse rate, BP measurement accuracy of ±3, Respiration measurement by impedance method, Neonate Cuff sizes#1,2, 3,4 5, Infant cuff sizes: 7-13cm, 10-19, 18-26cm, SPO2 sensor wrap type, simultaneously with 20 disposable transducers and 2 reusable pessure CVP and Temperature measurement.Power Supply : 230V ± 6% , 50 Hz ± 1 % ; Power cord with 3 round pin top | Set
| Patient monitor, Neonate, Portable with NIBP, ECG and SpO2: LCD display with heart rate, SpO2, pulse rate, min. 6 hours battery back-up with all accessories with mount; Power supply: 220-230V, 50-60Hz; Power cord of 3 round pin top; Accessories: Neonate BP cuff size 1,2,3,4,5 . Sp02 probe wrap type | Set
| Patient Monitor, NICU, Wall mount: Touch screen; NIBP, IBP, ETCO2, CVP, SPO2, ECG, Respiratory rate, Heart rate and temperature; Battery, 17inch color TFT display, 6 channels, Modular in design, Module for measuring 5 lead ECG with electrocautery filter, neonatal and preterm ECG lead, multi-lead ST segment analysis, lethal arrhythmia alarms with 5 lead and three lead ECG cable set; SpO2 measurement with plethysmograph-Neonate wrap type silicon reusable SpO2 sensors, pitch should vary with saturation, NIBP measurement with neonate cuffs #1, #2, #3; Respiration measurement by impedance method; Provision for invasive pressures (CVP and IBP) simultaneously with 20 disposable transducers and 2 reusable pressure CVP and IBP pressure cables; Neonatal and preterm temperature probes; ETCO2 measurement and display: Provision for automatic identification and measure CO2, (side stream) O2, graphical and numerical trending with recording facility; Facility to store snapshots; Audio visual and graded alarming system; User configurable modes; Certifications: CE, FDA, ISO, IEC or equivalent standards; Operational environmental conditions: Temperature 5-40oC; Relative humidity: 4 to <90%; Altitude 200-3000m; Atmospheric pressure 500-800mmHg; Power Supply : 230V ± 6% , 50 Hz ± 1 % ; Power cord with 3 round pin top; Appropriate voltage stabilizer (ITEM ID - 12074) Standardized Brand: GE, Mindray, Philips, "or equivalent or higher") | Set
| Neonatal Portable Transport Ventilator: Invasive and Noninvasive ventilation modes and therapies developed especially for neonatal patients (synchronized noninvasive ventilation, demand-flow CPAP modes, Volume Support mode, and high flow oxygen therapy, ventilator’s integrated high-performance turbine and peak flow rate of up to 260 l/min, Invasive ventilation modes developed for neonatal patients, including volume-targeted ventilation, Leak compensation in every mode, Monitoring parameters specific to neonates (SpO2 measurement with Oxygen Saturation Index, SpO2/FiO2-ratio, and CO2 measurement, Minute volume, airway pressure, compliance and resistance etc.; Settings:Tidal Voulme:2-300ml, Inspiratory, 10-80cmH20; Inspiratory flow, 1-30L/min; Inspiratory time, 0.1-2sec.; Expiratory time, 0.2-30sec.; Flow independent PEEP variable from 0-15 cmH20, HFV mode; Automatic settings of all alarms (except MV); Automatic O2 calibration every 24Hrs. or on demand; Audio and visual alarms with advisory message on screen ,FiO2 should be able to regulate oxygen adjustable from 21% to 100%, operate with connecting oxygen cylinder, settings for CPR with adequate alarm and trigger adjustment, CPR-timer display, and display of the relevant main monitoring parameters and curves, Patient weight:0.5 to 30 kg (0.44 to 66 lb),Minimum 8 hours with battery operation, wih one additional battery, set should come with 3 reusable silicon circuits.Certifications: CE, FDA, ISO, IEC or equivalent standards; Operational environmental conditions: Temperature 5-40oC; Relative humidity: 4 to <90%; Altitude 200-3000m; Atmospheric pressure 500-800mmHg; Power Supply : 230V ± 6% , 50 Hz ± 1 % ; Power cord with 3 round pin top. | Set
| Patient monitor, Paediatric ICU, Wall mount : NIBP, SpO2, ECG, Respiratory rate, Heart rate and Temperature; Battery operated; 15 – 17” colour TFT Display; 6 channels; Modular in design; Module for measuring 5 lead ECG with electrocautery filter, multi-lead ST segment analysis, lethal arrhythmia alarms with 5 lead ECG cable set; SpO2 measurement with plethysmograph-Neonate and paediatric SpO2 sensors, pitch varying with saturation; NIBP measurement with paediatric and neonate cuffs; Respiration measurement by impedance method; Provision for invasive pressures (CVP and IBP) simultaneously with temperature measurement and CO2; Certifications: CE, FDA, ISO, IEC or equivalent standards; Operational environmental conditions: Temperature 5-40°C; Relative humidity: 4 to <90%; Altitude 200-3000m; Atmospheric pressure 500-800mmHg; Power Supply : 230V ± 6% , 50 Hz ± 1 % ; Power cord with 3 round pin top; Appropriate voltage stabilizer; Accessories: 20 disposable transducers and 2 reusable pressure CVP and IBP pressure cables (Standardized Brands: Datex Ohmeda (GE), Philips and Shenzhen Mindray, "or equivalent or higher")) (ITEM ID - 12039) | Set
| Transport ventilator, Neonate/Paediatric: Min. 6 hours with battery operation; Regulate FiO2; Operate with connecting oxygen cylinder; With reusable and disposable circuits | Set
| Equipment, Neonate | Section Header
| Equipment, Paediatric | Section Header
| Nasal oxygen high flow system with integrated humidifier, Flow generator with regulatable FiO2, nasal cannula and circuit (Standardised Brands: Fisher & Paykel Healthcare) | Set
| Venoscope (Transilluminator): Hand held transilluminator; Vein Finder and pneumothorax detector for neonatal patients; Small LED head with cord attache to battery source;Pencil battery operation; The unit should be light weight and portable; The tip of the probe (light source) should not get warm on being lightened. | Set
| Pediatric and Neonate NIBP and Spo2 (Portable) Patient monitor, LCD display with heart rate, Spo2 with acuracy range of ±2 , pulse rate, BP measurement accuracy of ±3, Neonate Cuff size #1,2, 3,4 5, Infant cuff sizes:7-13cm, 10-19, 18-26cm, SPO2 sensor wrap type -min. 3 hours battery back-up, with all accessories. Power Supply : 230V ± 6% , 50 Hz ± 1 % ; Power cord with 3 round pin top. | Set
| Pulse oximeter, Paediatric: Multicolour display screen with a black background; Backup audible alarm; Multiple-language graphical user interface to support variety of users; 96-hour trend memory with data captured every four seconds; Simple, intuitive operation with a space-saving design; Display plethysmographic waveforms, pulse amplitude and current measured SpO2 and pulse rate wrap type sensor probe with 9 pins; With paediatric and neonatal probe; Certifications: CE, FDA, ISO, IEC or equivalent standards; Operational environmental conditions: Temperature 5-40oC; Relative humidity: 4 to <90%; Altitude 200-3000m; Atmospheric pressure 500-800mmHg; Power supply: AC 220-240V, 50Hz; Power cord with 3 round pin top; Appropriate voltage stabilizer. Standardised Brands: Utech Co. Ltd, Schiller Healthcare, L&T, Shenzhen Mindray and Covidien | Set
| Nitric oxide delivery unit: Gas flow tube attach to the ventilator circuit | set
| Ophthalmoscope, Paediatric: With AA battery (Standardised Brands: Welch Allyn) | Set
| Nebuliser, Ultrasonic with stand, heavy duty, Electronic timer, operate continiously. Adjustible to 0.1-0.5 ml/min. Medium size particle generated, 5 microns.. Automatic stoppage when liquid medicine is exhausted. Sterilizable nebulizer chamber and tubing. 4 masks ( two each for infant and chiold) with 2 extra chambers. Power supply 220-230V. Power cors od three round pin tip (Standardised Brands: Atom Medical Corp) | Set
| Transport incubator, Low end: Electronic temperature regulation and control; Temperature probe; Rechargeable battery; Power system cable of charging battery from mains/ambulance power source; Detachable from trolley and carry able and fixable to stretcher in ambulance or helicopter; Certifications: CE, FDA, ISO, IEC or equivalent standards; Operational environmental conditions: Temperature 5-40oC; Relative humidity: 4 to <90%; Altitude 200-3000m; Atmospheric pressure 500-800mmHg; Power supply: AC 220-240V, 50Hz; Power cord with 3 round pin top (Standardised Brands: Ningho David) | Set
| Infant Servo Controlled Over Head Radiant Warmer with bed (Lower spec): Radiant warmer for newborn resuscitation corner in delivery room; It should have radiant warming system; Free standing, mobile, servo-controlled state-of the art radiant warmer meeting international standards for neonates, an overhead infrared quartz/ceramic heating system with baby bed mounted on castor wheels with drawers for storing baby articles; Bed: The tilt system should provide a tilt of upto +10°. for positioning in Trendelenberg, and reverse trendelenberg positions. The four bed side panels should fold down for complete access to the infant; Heater Assembly: provide a focused heat source using a calibrated rod heating element which directs controlled heat to the bed surface. The heater assemble, located above the center of the bed, consist of the radiant heater, parabolic reflector and an integral observation light, run on servo and manual modes in steps of 0.10oC, provision for continuous display of temperature and heater output should be available, the heater module should rotate 90o` to the side to facilitate X-ray procedures; Power supply: 220V-230V,50Hz, Power cord of round 3 pin type plug top. Accessories: Servo controlled stabilizer, IV stand and motitor table | Set
| Ventilator without compressor, Paediatric: Should have facility for Invasive and Non-Invasive ventilation; Microprocessor Control suitable for Pediatric and adult ventilation; Electromagnetic Compatible Hinged arm holder for holding the circuit; Should have built in touch color screen TFT display of minimum 10 or more for display; Of waveforms and Monitored value; Should have inbuilt facility with ETCO2; Facility to Measure and display:- Status indicator for ventilator mode; Battery indication; Automatic compliance and leakage compensation for circuit and ET Tube, Modes of ventilation: Assist/control, SIMV, BIPAP; Spontaneous breath types: VCV in A/C or SIMV, PCV in A/C or SIMV, PSV SPONT or SIMV, include facility for respiratory mechanic (e.g. to measure negative inspiratory force, etc); Patient range: Adult and paediatric; Mandatory settings: Ventilation frequency: 2-80bpm; Inspiration time: 0.2-10s; Tidal volume: 40-2000mL; Inspiratory flow: 0-180L/min; Inspiratory pressure: 5-100cmH2O; PEEP: 0-35cmH2O; Plateau: 0-2 seconds; Flow pattern: Square or decelerating ramp; Oxygen concentration: 21-100%; Trigger sensitivity: 1-20L/min; Operation: Set alarm limits: Heart rate, low insp. pressure, high pressure, low minute volume, high and low tidal volume, airway pressure, apnoea alarm; Large display screen with all parameters, graphics, ventilator status, alarms and power supply status; Manual INSP: delivers one mandatory breath; Internal rechargeable battery- approx 60 minutes; Power supply: AC 220-230V, 50-60Hz; Power cord with 3 round pin top Accessories: Collectors vials, Electronic humidifier with humidification chamber; standard cart; bacterial filters, test lung, and flex arm Set; Jar should be autoclavable; Quality Certification : Valid CE/BIS/US FDA or equivalent; Nebulization assembly compatible with ventilator and circuit; Should have interface facility; Flow sensor-Should have life more than 1 year; Expiratory Unit- Life should be more than 3yrs; Data storage facility for at least 24hrs;Should have flow sensors having long life and the company shall specify the life cycle and the cost of the flow sensors. Standard Accessories along with; Disposable breathing circuits 100 nos. (Standardised Brands: Covidien, Drager Medical and Shenzhen Mindray) | set
| Infant Servo Controlled Over Head Radiant Warmer (Higher spec): Radiant warmer for neonatal intensive care unit; Free standing, mobile, servo-controlled state-of the art radiant warmer meeting international standards for neonates; An overhead infrared quartz/ceramic heating system with baby bed mounted on castor wheels with drawers for storing baby articles; Bed: The tilt system should provide a tilt of upto +10° for positioning in Trendelenberg, and reverse trendelenberg positions. The four bed side panels should fold down for complete access to the infant, the rear panel should include tubing management slots for retention of ventilation and aerosol tubing incorporates an X-ray Cassette Tray. A grid location marking systems on the side panels should match the tray for location of the casaette. Bed construction should be radiolucent; Heater Assembly: provide a focused heat source using a calibrated rod heating element which directs controlled heat to the bed surface. The heater assemble, located above the center of the bed, should consist of the radiant heater, parabolic reflector and an integral observation light, run on servo and manual modes in steps of 0.10oC, provision for continuous display of temperature and heater output should be available, the heater module should rotate 90o` to the side to facilitate X-ray procedures, Power supply: 220V-230V,50Hz, Power cord of round 3 pin type plug top; Accessories: Servo controlled stabilizer with fucntional apgar clock, Suction, O2 blender and T-piece resuscitator , IV stand and monitor table | Set
| Phototherapy unit with cradle, CFL, Double Surface: Phototherapy unit using compact fluorescent tubes, blue and white, for use in the treatment of neonatal jaundice; Irradiance of over 20-30mcw/cm2/nm in 420-480nm range; Electronic light sensor; Light focusing screen, warning LED display to indicate need for tube change; Mountable on high quality castors with locking mechanism; Provision for easy adjustment of height and side positioning; Electronic control for therapeutic light, no light spread and noiseless; LED 6 blue tubes, individual switch for each tube, illumination and intensity display, sleek, sturdy phototherapy unit; Provide irradiance of at least 8 microwatt/cm2nm at 425-475nm; the unit distance from baby should be adjustable; Power supply: 220 - 230V, 50Hz; Power cord of round 3 pin type plug top. Suitable voltage stabilizer. | Set
| Phototherapy unit without cradle (Over Head Type): Phototherapy unit using compact fluorescent tubes, blue and white, for use in the treatment of neonatal jaundice; It should provide irradiance of over 20-30mcw/cm2/nm in 420-480nm range. It should have electronic light sensor, light focusing screen, warning LED display to indicate need for tube change. The unit should be mountable on high quality castors with locking mechanism. There should be provision for easy adjustment of height and side positioning. The unit should have electronic control for therapeutic light, no light spread and noiseless. Power supply: 220V-230V,50Hz, Power cord of round 3 pin type plug top. | Set
| Phototherapy Unit without cradle (Over Head Type), CFL: Phototherapy unit using compact fluorescent tubes, blue and white, for use in the treatment of neonatal jaundice; Irradiance of over 20-30mcw/cm2/nm in 420-480nm range; Electronic light sensor, light focusing screen, warning LED display to indicate need for tube change; Mountable on high quality castors with locking mechanism; Provision for easy adjustment of height and side positioning; Electronic control for therapeutic light, no light spread and noiseless; LED tubes should be available in the market; Power supply: 220 -230V, 50Hz; Power cord of round 3 pin type plug top. | Set
| Phototherapy Unit with cradle, Double Surface: Phototherapy unit using compact fluorescent tubes, blue and white, for use in the treatment of neonatal jaundice; It should provide irradiance of over 20-30mcw/cm2/nm in 420-480nm range; It should have electronic light sensor, light focusing screen, warning LED display to indicate need for tube change; The unit should be mountable on high quality castors with locking mechanism. There should be provision for easy adjustment of height and side positioning. The unit should have electronic control for therapeutic light, no light spread and noiseless. LED 6 blue tubes, individual switch for each tube, illumination and intensity display, sleek, sturdy phototherapy unit, provide irradiance of at least 8 microwatt/cm2nm at 425-475nm, the unit distance from baby should be adjustable; Cradle should be transparent and have side walls. Power supply: 220 - 230V, 50Hz; Power cord of round 3 pin type plug top. Suitable voltage stabilizer. | Set
| Phototherapy unit, Double surface with cradle: Compact fluorescent tubes- blue and white; LED 6 blue tubes, individual switch for each tube; Irradiance of at least 8µW/cm2nm at 425-475nm and of over 20-30µw/cm2/nm in 420-480nm range; Electronic light sensor, light focusing screen, warning LED display for tube change; Mountable on high quality castors with locking mechanism; Provision for easy adjustment of height and side positioning; Electronic control for therapeutic light; No light spread and noiseless; Illumination and intensity display, sleek, sturdy unit; Adjustable distance of unit from baby; Transparent cradle and side walls; Certifications: CE, FDA, ISO, IEC or equivalent standards; Operational environmental conditions: Temperature 5-40oC; Relative humidity: 4 to <90%; Altitude 200-3000m; Atmospheric pressure 500-800mmHg; Power supply: AC 220-240V, 50Hz; Power cord with 3 round pin top; Appropriate voltage stabilizer | Set
| Ultrasound imaging system, Laptop type unit, Portable: With neonatal transducer with colour Doppler for cardiac, abdominal, cerebral diagnostic and monitoring; Pole mountable with printer facility; Inbuilt rechargeable battery; Video recordable; Certifications: CE, FDA, ISO, IEC or equivalent standards; Operational environmental conditions: Temperature 5-40oC; Relative humidity: 4 to <90%; Altitude 200-3000m; Atmospheric pressure 500-800mmHg; Power supply: AC 220-240V, 50Hz; Power cord with 3 round pin top | Piece
| Pulse oximeter, Handheld: With neonatal probe; Wrap type, Reusable, Silicone sensor probe with 9 pins connector; AA battery operation | Piece
| Nitric oxide delivery unit: Intelligent nitric oxide monitoring and delivery system , colour touch screen monitor for use in neonatal ICU both in intermitted and synchronous Nitric oxide delivery modes mixed in line with oxygen for emergency applications and to manually bag a patient. Portable, detachable monitor to provide continuous care for transit and transfer. NO delivery range 0-80ppm, sample line flow rate 225ml/min, audible and visible alarms. Should be able to measure Nitric oxide, nitric dioxide and oxygen. | set
| Transport infant warmer Carriable; Minimum operation 3 hours with electrically preheated mattress; Certifications: CE, FDA, ISO, IEC or equivalent standards; Operational environmental conditions: Temperature 5-40oC; Relative humidity: 4 to <90%; Altitude 200-3000m; Atmospheric pressure 500-800mmHg; Power supply: AC 220-230V, 50-60Hz; Power cord with 3 round pin top | Set
| Venoscope, Neonate (Handheld): LED head with cord attached to battery; Pencil battery operation | Piece
| Bedside SpO2 patient monitoring system: Multicolor display screen with a black background for contrast, Backup audible alarm, Multiple-language graphical user interface to support variety of users, 96-hour trend memory with data captured every four seconds,Simple, intuitive operation with a space-saving design Displays lethysmographic waveforms, pulse amplitude and current measured SpO2 and pulse rate (wrap type sensor probe with 9 pins) | Set
| F&P 900MR806/805: Heaterwire adoptor ; Product code 900M R806 for Bubble CPAP (F&P) | Set
| F&P MR290 BC153: Bubble CPAP; MR290 chamber, pressure manifold, bubble CPAP generator, bubble CPAP circuit (BC153) connects to other CPAP interfaces | Set
| Infant reusable comfort NBP cuff 10 to 15 cm for Philip MP 60 monitor | Piece
| Ultrasonic nebuliser, heavy duty jet nebuliser: heavy duty and provided with support for tubings, fitted with an electronic timer and should operate continuously. The output of drug delivered should be electronically adjustable between 0.1-0.5ml/min. The medium size of particles generated should be 5 microns, facility for automatic stoppage when liquid drug is exhausted. The nebulizer chamber and tubing should be sterilizable. 4 masks (2 each for infants and older children) must be supplied with the unit 2 extra chambers must be supplied with each unit. Input power: AC 220-240 volts, servo controlled stabilizer to be included. | Set
| Long Term Drift: Accuracy specification will be maintained over a 20-hour period after zeroing. EtCO2 Noise: RMS noise of the sensor less than or equal to 0.25 mmHg at 7.5% CO2 EtCO2 Rise Time (10-90%) | Set
| Reusable silicon Breathing tube kit(Infant) (115-00 4503-00) for Mindray SynoVent E3 ventilator | Piece
| Nasal Canula connector to Y-piece with two pin holes | Piece
| Nasal CPAP canula which can attach ventilator circuit Y-piece with tape holder, L | Box
| Nasal CPAP canula which can attach ventilator circuit Y-piece with tape holder, M | Box
| Nasal CPAP canula which can attach ventilator circuit Y-piece with tape holder, S | Box
| Nasal CPAP canula which can attach ventilator circuit Y-piece with tape holder, SS | Box
| Neotech RAM Canula, Micro preemie | Box
| Fisher and Paykel bubble CPAP - Sensor for MR 850, reference no 900MR869 | Piece
| F&P 9001W001: Temperature probesensor for cosycot radiant warmer | Set
| F&P 9001W141/9001W145/9001W143: Neopuff accessories: gas accessory block oxygen 9001W151 (DISS) | Set
| Exchange transfusion tray including luer-lock syringe and four way stopcock and extension tube, disposable, sterile | Set
| Extention tube with bacterial filter and T-connector | Piece
| IV Canula 26G without wing | Box
| Peripherally Inserted Central Venous Catheter (PICC), 29G 15cm Single lumen: For long-term venous access in very low birth weight premature babies, less than 800g, radiopaque | Set
| Peripherialy Inserted Central Venous Catheter (PICC), 29G 15cm double lumen: For long-term venous access in very low birth weight premature babies, less than 800g, radiopaque | Set
| Chest Tube, 10Fr | Piece
| Syringe pump, Portable: With battery backup of 4-6 hours (Standardised Brands: Schiller Healthcare, Shenzhen Mindray, Atom Medical Corp, JMS and Life Pum) | Piece
| Bubble CPAP Delivery System with blender (air and oxygen), with air compressor | Set
| Manikin, Preterm High-fidelity: For very/extremenly low birth weight; Realistic chest compressions; ET tube insertion; Bilateral lung expansion with visually dramatic chest rise; Unilateral chest movement option (collapsed lung and mainstem intubation); Positive pressure ventilation; Sellick maneuver; Chest rise and fall with mechanical ventilation; Auscultation of lung sounds during ventilation; Manually control rate and depth of respiration; Stoma care; Venous access; Four dry pre-ported sites to accept an IV catheter or butterfly infusion needle: right temporal vein, left antecubital fossa, dorsum of left hand, and right saphenous vein; Patent umbilicus, Chest tube: A permanent site in the neonates right side accepts a nonfunctional 8-10 Fr chest tube; Practice chest tube insertion and care of the chest tube area; Baby care: Practice cleaning, bathing, and nappy changing while neonate is in the incubator; Use cold cream to simulate cleaning vernix off of neonates delicate skin; Waterproof model and completely immersible in water; GI including nasogastric tube feeding/OG tube insertion; Left nostril accepts a functioning 5 Fr nasogastric (NG) tube for practicing tube feeding and suctioning; Neural tube defect (Myelomeningocele): Optional structure representing an open neural tube defect easily attaches to the back, Observation and measurement (head, umbilicus, skin, etc.), and monitoring; Skin and wound care: Skin breakdown visible in three typical sites: occiput (back of head) and both heels; Practice visual observation, care, prevention of skin breakdown, and bandaging, Umbilicus with optional omphalocele attachment: Soft, lifelike umbilicus with one functioning patent vessel; Practice placement of umbilical lines and blood withdrawal or infusion of fluids through a catheter using internal fluid reservoir. Various monitors, sensors, electrodes, etc., should be attachable to the manikin wherever needed | Set
| Peripherialy Inserted Central Venous Catheter (PICC), 29G 20cm Single lumen: For long-term venous access in very low birth weight premature babies, less than 800g, radiopaque | Set
| Peripherialy Inserted Central Venous Catheter (PICC), 29G 20cm double lumen: For long-term venous access in very low birth weight premature babies, less than 800g, radiopaque | Set
| PICC Neonate, 24G | Set
| Splitting Introducer for size 1Fr/29G Cathter | Piece
| PICC Pediatricn, 22G | Set
| ATOM ZY53: Skin sensor temperature probe for ATOM incubator | Piece
| ATOM ZY53: Temperature probe for ATOM incubator | Piece
| Control Suction Catheter, 29cm, 8Fr: Transparent tube and connector for fingertip control of suction | Box
| Cavilon Remover for skin (Adhesive tape remover for sensitive skin) | Box
| Chest Tube, 12Fr | Box
| Chest Tube, 8Fr | Box
| Colostomy bag for neonate | Piece
| Control Suction Catheter, 29cm, 4Fr: Transparent tube and connector for fingertip control of suction | Box
| Control Suction Catheter, 29cm, 5Fr: Transparent tube and connector for fingertip control of suction | Box
| F&P: Neopuff accessories: gas accessory block oxygen 900IW152 (DISS) with oxygen blender | Set
| Control Suction Catheter, 29cm, 6Fr: Transparent tube and connector for fingertip control of suction | Box
| Control Suction Catheter, 29cm, 7Fr: Transparent tube and connector for fingertip control of suction | Box
| Dialysate solution for peritoneal dialysis in neonate / children with 1.5% glucose | Piece
| Dialysate solution for peritoneal dialysis in neonate / pediatric with 4.25% glucose | Piece
| Duoderm for protecting nasal septum for preterm on nasal CPAP | Box
| Gastro-Duodenal Feeding Tubes with weighted tip, 5Fr | Box
| Gastro-Duodenal Feeding Tubes with weighted tip, 6.5Fr | Box
| Gastro-Duodenal Feeding Tubes with weighted tip, 8Fr | Box
| Phillips M1971A: ECG Cable Philips MP-60 CP monitor, reusable ECG cable | Piece
| Luer lock syringes 10mL | Piece
| Luer lock syringes 20 mL | Piece
| Luer lock syringes 2mL | Piece
| Luer lock syringes 5mL | Piece
| Medix PC-305: Skin sensor temperature probe for medix incubator | Piece
| Mindray VS 800 BP cuff , reusable, Infant size CM1201 | Piece
| Mindray VS 800 BP cuff size, resuable, Pediatric size CM1202 | Piece
| Mindray VS 800 SPO2 machine probe, 6 pins, round | Piece
| Nasal CPAP 1020 reusable medijet nCPAP generator 45degrees compatible with phoenix nasal CPAP | Piece
| Toco Probe for CTG machine (Mastros) | Piece
| Pediatric Otoscope | Set
| UV tube light 2FT | Piece
| F&P: Neopuff accessories: Neopuff TM infant T-piece resuscitator model -9001W130 | Set
| Skin sensor for baby incubator, Neo servo Atom v-piece 2100G | Piece
| Oximax Neonatal Oxygen sensor probe compatible to Nellcor Oxi Max N600x, disposable (MAX-N), 9 pins, wrapping type | Piece
| Oxymax Converter, Non-oximax to oximax converter suitable for all types of sensores Lub Dub SP-1012 | Piece
| Weighing scale/Kitchen scale, Digital: 1g -1000g with flat top | Set
| Atom sanilizer nebulizer 303 - Mist feed hose S 32047 (30cms) | Piece
| PD-Paed System package: The PD-Paed System consists of the following parts identified within the packaging by respective colouring and paper tape:1. Inflow system (red clamps/connectors), 2. warming line, 3. Drainage bag (Yellow clamps/connectors), 4. Drainage system (Yellow clamps/connections) | Piece
| Peritoneal Dialysis catheter (57cm coiled Tenckhoff) for neonate | Piece
| Phoenix Part No. STP 100 SN A33376: radiant warmer temperature prob | Piece
| Phototherapy UV CFL light, blue 18W/71 OSRAM Deluxe( R)L | Piece
| Renovar CP monitor SpO2 sensor ( 5 pins ) | Piece
| Reusable Neonatal Humidifier Chamber,product code: nice 8020 | Piece
| Round trolley with X ray view box and shelves for patient files | Piece
| Set for peritoneal dialysis, Paediatric version: L 20 cm; 12 Fr; 4cm of catheter tip with 32 lateral eyes | Piece
| Skin sensor for Phoenix Radiant warmer open care model OCW-100 | Piece
| Skin sensor for radiant warmer Neotach, REF-5000R | Piece
| Spinal Needle for lumber puncture CSF sampling 25G | Box
| Sterilised Prepacked Gastroschisis silo | Box
| Therapeutic Peritoneal dialysis tray | Set
| Tray for Thoracic Drainage: Disposable, sterile | Box
| Urine drainage bag for neonate | Piece
| Drager: Test lung NeoTest Lung, N, latex-free | Piece
| Nasal Oxygen High Flow System with integrated humidifer, with flow generator with regulatable FiO2 with nasal cannula and circuit for preterm and neonate with all necessary accessary | Set
| Drager: Water trap Ex for babylog 8000 plus re-usable, Drager Ventilator Order No.8409627 | Piece
| Paediatric double-lumen central venous catheter: 5Fr | Set
| Paediatric double-lumen central venous catheter: 6-8Fr | Set
| Umbilical Catheters, Double lumen, 5 Fr, radiopaque with marking length scale | Piece
| Atom ultrasonic nebulizer 303 - Mist hose 30 cms | Piece
| Mindray VS 800 SpO2 extension cable compatible with Nellcor flat end 9 pin SpoO2 probe | Piece
| Welch allyne NIBP monitor BP cuff sixe 6,7,8,9 | Piece
| Atom ultrasonic nebulizer 303 - medication cup part no. : 61728 | Piece
| Atom ultrasonic nebulizer 303 - Mist hose 120 cms | Piece
| Atom ultrasonic nebulizer 303 - Mist Pneumoclean - 32053 | Piece
| Atom ultrasonic nebulizer 303 - Medication cup holder part no. 94656 | Piece
| Atom sanilizer nebulizer 303 - Nebulizing chamber - 94653 | Piece
| Mindray VS 800 Pediatric spO2 sensor probe 9 pins flat, wrap and boot type | Piece
| EZ intransseous gun | Piece
| Drager: Silicon breathing circuit for Drager babylog 8000 plus ventilator | Set
| Temperature probesensor for cosycot radiant warmer | Piece
| F&P: Neopuff accessories: Oxygen flow meter 900IW117 & 900IW117G | Set
| F &P REF OPT010: Optiflow junior wigglepads OPT010 | Packet
| HMEF Filter for ICU (Neonate), 100% bacterial/viral efficiency, HME membrane with CO2 port, 22M/15F connector (single use) | Piece
| HMEF Filter for ICU (Pediatric), 100% bacterial/viral efficiency, HME membrane with CO2 port, 22M/15F ISO connectors (single use) | Piece
| UPS for Drager Babylog 8000 plus ventilators | Piece
| Bubble CPAP system BC 161-10 | Set
| Covidien REF-038-01-163: Neonate circuit tubings with heated wire, silconised and autoclavable for Paediatric/neonate ventilator compatible with puritan bennett 840 ventilator. | Piece
| Transport ventilator Neonate/Paediatric:Tidal Volume: Ault/paed: 20-2000ml, Neonate: 2-300ml; Patient weight(Kg):0.2 to 30; Mode: Pressure controlled mode-PCV, PSIMV, SPONT and Volume copntrolled modes; Settings: Inspiratory pressure: 0-60cmH20 or more; Max Inspiratory flow: Atleast 260 L/min; Flow independent PEEP variable from 0-15 cmH20, Oxygen concentration of the delivered gas,Oxygen consumption (l/min) The current oxygen consumption rate, I:E Inspiratory:expiratory ratio, Mandatory breath frequency, Spontaneous breathing frequency, Total breathing frequency,TI (s) Inspiratory time, TE (s) Expiratory time, Static compliance, Airway occlusion pressure, Pressure time product, Expiratory time constant, Inspiratory flow resistance, Rapid shallow breathing index; BiPAP option: IPAP 4- 25cmH2O, EPAP 4 -25 cm H2O; CPAP 4- 20 cm H₂O; Alarms: Apnea time (s), ExpMinVol high/low (l/min), Oxygen high/low (%), Pressure high/low (cmH2O), Flow sensor calibration needed, Exhalation obstructed, Disconnection, Oxygen supply failed; Min. 6 hours with battery operation; 100 % FiO2; Operate with connecting oxygen cylinder; Accessories: Reusable and disposable circuits 3 sets each for neonate and paediatric, ;Power Supply : 230V ± 6% , 50 Hz ± 1 % ; Power cord with 3 round pin top (Standard Brands: Covidien, Drager Medical, Shenzhen Mindray) | Set
| Syringe pump, Portable: Syringe-10ml,20,50ml;Drive accuracy± 1%,Total Volume Dislay-0-999.9ml resettable,Three pressure level-High, Medium, and low, Alarms-Occlusion, low battery, almost empty, end, syringe detach/disengaged, Reminder; With a battery backup of min.6 hours, Power Supply: 230V ± 6%, 50 Hz ± 1 %; Power cord with 3 round pin top(Standardised Brands: Schiller Healthcare, Shenzhen Mindray, Atom Medical Corp, JMS, and Life Pum) | piece
| Peak pressure, mean pressure, CPAP/PEEP expiratory tidal volume, total frequency, spontaneous frequency, lung function monitoring including C20/C,R,C,Tc, RVR, have CE mark and FDA approval for use on nenonates, Standard scope of supply must include Basic Unit, Trolley, 2 silicone Hose Sets, flow sensors/Exp. Valves - 2 Sets, each unit) | Set
| Intraosseous infusion needle, 14 gauge | Piece
| Skin sensor for surgicoin radiant warmer model -CE_1293 | Piece
| Pediatric Flowmeter to be used with blender | Set
| Neonatal Therapeutic Peritoneal Dialysis System Package: Include inflow system with red clamps/connectors, warming lines, drainage bag with yellow clamps/connectors, drainage system with yellow clamps/connectors | Box
| Mindray ventilator face mask: Silflex silicone face mask for use with head harness Size 1, 2,3 | Piece
| Infant incubator, Low end: For sub intensive care; Double wall with access port and port cover; Electrostatic filter and dust cover; Temperature control (servo control) and range of 35-37.5°C with over ride mode 37.6-39°C, Air temperature of 23-37°C and over ride mode of 37.1-39°C; Servo controlled humidity control with display range of 15-99%; Temperature display range: skin temperature 30-42° C, Air temperature 20-42°C; Heater output indication: 0 to full in 10 levels; Alarms: High temperature, Skin temperature, Fan, Set points, System failure, Power failure, Humidity, Low water level; Certifications: CE, FDA, ISO, IEC or equivalent standards; Operational environmental conditions: Temperature 5-40oC; Relative humidity: 4 to <90%; Altitude 200-3000m; Atmospheric pressure 500-800mmHg; Power supply: AC 220-230V, 50-60Hz; Power cord with 3 round pin top; Appropriate voltage stabilizer (Standardised Brands: Medix and Atom Medical Corp) | Set
| Mindray VS 800 BP cuff disposable M1872A | Piece
| Stethoscope, Neonatal: High End | Piece
| Oxygen hood : ideal round shape & flat top enhancing visibility & optimum circulation of oxygen, Polycarbonate, unbreakable, autoclavable & should have oxygen inlet nozzle : Extra Large- 13.0?L x 10.4?W x 8.5?H; Nele opening dimension: 6.3?W x 5.0?H | Piece
| Luer lock syringes 50mL | Piece
| Covidien 132010010/SN09NOIX: Oximax neonatal Oxygen Sensor probe compatible to Nellcor, 9 pins wrapping type silicon reusable | Piece
| Dialysate solution for peritoneal dialysis in neonate / pediatricwith 2.5% glucose | Piece
| Inbuilt T-Piece Resuscitator compatible to F&P cosy cot with oxygen blender | Set
| Flow Inflating Resuscitation Breathing Bag and Mask for neonate and preterm resuscitation with minimal dead space | Set
| Neonatal Resuscitation Manniquin (Higher spec): Demonstrate chest rise with bag and mask and endotracheal intubation; Whole body manniquin, can practice, PICC, UVC,UAC and IO insertion. | Set
| Micro Drug Administration Syringe Pump, portable: Operate with pencil type AA battery; Maximum 10 - 20mL size syringe | Set
| Neotech RAM Canula, Newborn | Box
| Neotech RAM Canula, Preemie | Box
| F&P R203P14/R20P13: Oxygen Blender which is applicable to bubble CPAP system of Fisher&Pykel product name: Micromax Air/Oxygen blender | Set
| Oxygen sensor probe compatible for Datex Ohmeda | Piece
| Schillers oxywave Spo2 monitor compatible probe -Paediatric size | Piece
| Infant incubator, High end: For super intensive care; Double wall with access port (side and head) and port cover; Port shape and cover, applicable for ventilator circuit and IV line; At least 2 large oval portholes for access to iris ports for ventilator & other tubings; Electrostatic filter and dust cover; Temperature control (servo skin/air control) and range of 35-37.5°C with over ride mode 37.6 - 39°C; Air temperature of 23-37° C and over ride mode of 37.1 - 39°C; Servo controlled humidity control with display range of 15 - 99%; Temperature display range: Skin temperature 30-42°C, Air temperature 20-42° C; Heater output indication: 0 to full in 10 levels; Alarms: High temperature, Skin temperature, Fan, Set points, System failure, Power failure, Humidity, Low water level; Side access port should be suitable to insert ventilator circuit; Humidication chamber should be cleanable; Accuracy of +/- 0.3 (babys temp.) and +/-0.5 (air temp.); Alarms: Air flow, probe failure, high incubator temperature, baby set temperature and high skin teperature (+/-0.5); Display: babys temperature; set temperature, heater output and humidity level; Inbuilt oxygen delivery system; Unit: Sleek, silent, easy to move having easy access; Two skin probes; X-ray casette tray; Facilitate portable x-ray procedure; Smooth tilting of bed; Certifications: CE, FDA, ISO, IEC or equivalent standards; Operational environmental conditions: Temperature 5-40oC; Relative humidity: 4 to <90%; Altitude 200-3000m; Atmospheric pressure 500-800mmHg; Power Supply : 230V ± 6% , 50 Hz ± 1 % ; Power cord with 3 round pin top; 2KVA voltage stabilizer (Standard ised Brands: Medix, Atom Medical Corp or equivalent or higher) (ITEM ID - 12064) | Set
| Blood Pressure Monitor, Neonatal: Noninvasive, display systolic, diastolic and mean blood pressure, battery operate, mobile, mount pole, with neonatal size cuff #1, 2, 3 | Set
| Bubble CPAP Delivery System with blender (Air and oxygen): Bubble CPAP delivery system for neonate; PEEP valve adjustable from 4 - 20cm H2O and adapter for 22mm tube connection, ramp time 0 to 45 min (5 min. increment), LCD/control wheel/push button; Infant delivery system, gas supply line two flow meters, nasal prong (different sizes), infant bonnet (different sizes) and nasal tubing; Portable wheeled mount pole, oxygen and air blender should be supplied as a set; Operating environmental condition: -10 to +40°C; RH>80%, Altitude 2000m. Power supply: 220V-230V, Power cord of round 3 pin type plug top, Suitable stabilizer. | Set
| Transcutaneous Billirubinometer (Handheld): Accurate, instantaneous, non-invasive a dual optical path system device that provides an estimate of serum bilirubin levels reported in mg/dL; Rechargable battery operation. | Set
| Bedside SpO2 Patient Monitoring System with neonatal probe: For continuous monitoring at the bedside; Multicolor display screen with a black back ground for contrast; Backup audible alarm; Multiple-language graphical user interface to support variety of users; 96 hour trend memory with data captured every four seconds and display histogram, Simple, intuitive operation with a space-saving design; Displays lethysmographic waveforms, pulse amplitude and current measured SpO2 and pulse rate (wrap type reusable silicon sensor probe with 9 pins connector); ower supply: 220 -230V, 50Hz, Power cord of round 3 pin plug top. Suitable voltage stabilizer. | Piece
| Billi Blanket, LED: Phototherapy system; Phototherapy in a soft & flexible design; It is positioned underneath the baby to deliver phototherapy via a blue LED light source & fiberoptic blanket; Should meet AAP guidelines for intensive phototherapy; Should meet AAP Guidelines for intensive, efficacious phototherapy; Intensity: Delivers intensive phototherapy: >30 µW/cm2/nm; Spectrum: Utilizes blue light emitting diode (LED) technology. The LED should emit blue light in the 450 - 475nm spectrum - matching the peak absorption wavelength (458nm) at which bilirubin is broken down; Surface area coverage: Should deliver phototherapy over a larger effective treatment area than other fiberoptic devices; Safety: Should not emit significant light in the ultraviolet (UV) range and significant light in the infrared radiation (IR) range; Device should automatically shuts off in the event of light box overheating; Flashing indicator light should alert user to check for blocked air vents; Should be designed for Comfort & Support, Streamlined, oval design conforms to the shape of the baby; Large and small blanket sizes; Mattress with comfortable cushioning underneath the infant; Disposable mattress covers; Should be ideal for use in NICU; Portable and lightweight design to transport to different locations; Blanket/pad should fit easily within existing patient enclosures, such as cribs, bassinets, radiant warmers and incubators; Power supply: 220 - 230V, 50Hz, Power cord of round 3 pin type plug top. | Set
| Breast Pump: Motorised breast pump unit running on mains of AC 220-240V with provision of pencil battery operation with a variable suction frequency; With silicone collection cups and jars made or polycarbonate material which can be sterlised by boiling or steam; Four additional cups and two collection jars should be provided extra with each unit. | Set
| Oxygen hood : ideal round shape & flat top enhancing visibility & optimum circulation of oxygen, Polycarbonate, unbreakable, autoclavable & should have oxygen inlet nozzle : Large- 13.0”L x 10.4”W x 8.5”H; Nele opening dimension: 6.3”W x 5.0”H | Piece
| Phillips: ECG printer/Recorder compatible to MP60/MX600 | Piece
| Single Channel Disposable Sensor Kit (20) part no M1567A for MP60 Philips CP monitor | Set
| Phillips M1872A: BP cuff size #4 compatible for Philips intellivue MP60/MX600 | Piece
| Phillips M1870A: BP cuff size #3 compatible for Philips intellivue MP60/MX600 | Piece
| Peritoneal dialysis, Pediatric Automated Peritoneal dialysis system for use in pediatric patients with display screen. For automatic control of dialysis solution exchange, lightweight, portable, for tabletop operation with self correcting alarm management system. To supply with 50 nos of Pediatric peritoneal dialysis integrated APD set with cassette 3-prong and 50 nos of connection shield | set
| Phillips M1868A: BP cuff size #2 compatible for Philips intellivue MP60/MX600 | Piece
| Capnography (ETCO2) monitor, Pediatric : Power supply: 220V-230V,50Hz, Power cord of round 3 pin type plug top. Suitable voltage stabilizer. EtCO2 Measurement Range: 0-100 mmHg (display dependent); 0-13%; 0-12.5kPa. EtCO2 Accuracy 0-40 mmHg ±2 mmHg, 41-70 mmHg ±5%, 71-100 mmHg ±8%. LoFlo 0-40 mmHg ±2 mmHg, 41-70 mmHg ±-5%, 71-100 mmHg ±8%. ±12% for respiration rate above 80 BPM.EtCO2 Resolution: 1 mmHg 0-100 mmHg. EtCO2 Stability: Short Term Drift: Drift over four hours shall not exceed 0.8 mmHg maximum. | Set
| Capnograph monitor, Handheld mainstream with Sp02 monitor, with graphic display for both spo2 and ETCO2. | set
| Oxygen hood : ideal round shape & flat top enhancing visibility & optimum circulation of oxygen, Polycarbonate, unbreakable, autoclavable & should have oxygen inlet nozzle : Medium- 7.0”L x 7.0”W x 5.4”H; Nele opening dimension: 3.9”W x 2.5”H | Piece
| Capnography (ETCO2) Desktop monitor, Pediatric : EtCO2 Measurement Range: 0-100 mmHg (display dependent); 0-13%; 0-12.5kPa. EtCO2 Accuracy 0-40 mmHg ±2 mmHg, 41-70 mmHg ±5%, 71-100 mmHg ±8%. LoFlow 0-40 mmHg ±2 mmHg, 41-70 mmHg ±-5%, 71-100 mmHg ±8%. ±12% for respiration rate above 80 BPM.EtCO2 Resolution: 1 mmHg 0-100 mmHg. EtCO2 Stability: Short Term Drift: Drift over four hours shall not exceed 0.8 mmHg maximum. Graphic display for both ETCO2 and SPo2, Power Supply : 230V ± 6% , 50 Hz ± 1 % ; Power cord with 3 round pin top. Suitable voltage stabilizer. | set
| Patient Monitor, NICU, Wall mount: Touch screen; NIBP, IBP, ETCO2, CVP, SPO2, ECG, Respiratory rate, Heart rate and temperature; Battery, 17inch color TFT display, 6 channels, Modular in design, Module for measuring 5 lead ECG with electrocautery filter, neonatal and preterm ECG lead, multi-lead ST segment analysis, lethal arrhythmia alarms with 5 lead and three lead ECG cable set; SpO2 measurement with plethysmograph-Neonate wrap type silicon reusable SpO2 sensors, pitch should vary with saturation, NIBP measurement with neonate cuffs #1, #2, #3; Respiration measurement by impedance method; Provision for invasive pressures (CVP and IBP) simultaneously with 20 disposable transducers and 2 reusable pressure CVP and IBP pressure cables; Neonatal and preterm temperature probes; ETCO2 measurement and display: Provision for automatic identification and measure CO2, (side stream) O2, graphical and numerical trending with recording facility; Facility to store snapshots; Audio visual and graded alarming system; User configurable modes; Certifications: CE, FDA, ISO, IEC or equivalent standards; Operational environmental conditions: Temperature 5-40oC; Relative humidity: 4 to <90%; Altitude 200-3000m; Atmospheric pressure 500-800mmHg; Power Supply : 230V ± 6% , 50 Hz ± 1 % ; Power cord with 3 round pin top; Appropriate voltage stabilizer (ITEM ID -12074) Standardized Brand: GE, Mindray, Philips, "or equivalent or higher") | Set
| Handheld SpO2 monitor, Portable: battery operated with 9 pin sensor probe | Set
| ICU Ventilator (Respiratory Ventilator) Pediatric : 1. Should have facility for Invasive and Non-Invasive ventilation; 2. Microprocessor Control suitable for Pediatric (one onwards) and adult ventilation; 3. Electromagnetic Compatible Hinged arm holder for holding the circuit; 4. Should have built in touch color screen TFT display of minimum 10 or more for display; Of waveforms and Monitored value; 5. Should have inbuilt facility to upgrade with EtcO2; 6. Facility to Measure and display:- a) Status indicator for ventilator mode; b) Battery indication; c) Pressure Vs time Vs volume Vs time, flow Vs time 3 curves/ waveforms; d) Alarm Setting; 7. Automatic compliance and leakage compensation for circuit and ET Tube. 8. Should have facility of log book, for events and alarms with date & time; 9. Should have following Settings; a) Tidal volume (Minimum at least 20 ml, Maximum up to 2000ml); b) Inspiratory Pressure (0 upto 80 cm of H20); c) Respiratory rate 1 to 80 bpm; d) Apnoea back up rate; e) CPAP/PEEP; f) Pressure support; g) Fi02; h) Pause Time; i) Pressure & flow Trigger; j) Inspiratory flow up to 120 Lpm; Temperature of delivered Gas on LED display; c) Temperature should be adjustable; d) Jar should be autoclavable; 17. Quality Certification : Valid CE/BIS/US FDA; 18. Demonstration of the quoted model is must, preferable on site; 19. Nebulization assembly compatible with ventilator and circuit; 20. Should have interface facility; 21. Flow sensor-Should have life more than 1 year; 22. Expiratory Unit- Life should be more than 3yrs; 23. Data storage facility for at least 24hrs; 24. Internal rechargeable battery at least 60 min. backup; 25.; 26. Should have flow sensors having long life and the company shall specify the life cycle and the cost of the flow sensors at the time of quoting the tender; 27. CMC/ AMC for the atleast 5yrs and Cost of consumables spares; 28. Source :Indigenous/Imported; 29. Warranty 2-5 years from the date of installation; 30. Standard Accessories along with: a) Patient breathing circuit of silicone for Paediatric (reusable) 3 Sets; Disposable breathing circuits 100 nos. | Set
| ABG Analyzer, Bedside: Hand held ABG analyzer included iCa, electrolytes, lactic acids, acid base analysis and Hb/Ht. Cartiridge should be with long shelf life and storable in room temperature. Userfriendly and easy to maintainance and quality assurance. | Set
| Apnea Monitor (Neonate): Apnea monitor with RR and HR, with all standard accessories, battery back-up, environmental seal, alarm when apnoea detected | Set
| Cerebral Function Monitor (Amplitude EEG Monitoring Machine): Amplitude EEG monitoring machine (use during therapuetic hypothermic therapy) with all necessary accessaries for neonatal patients | Set
| Intraosseous Infusion: Palpable landmarks include the patella, tibia and tibial tuberosity; - Pressurized system allows aspiration of fluid; Femoral Access | Set
| Over Head Radiant Warmer (Higher End): microcontroller based radiant warmer with manual and servo options, facility to display skin set, skin observed temperature in degree C, heat power, Free standing, mobile, servo-controlled state-of the art radiant warmer meeting international standards for neonates; An overhead infrared quartz/ceramic heating system with baby bed mounted on castor wheels with drawers for storing baby articles; Bed: The tilt system should provide a tilt of atleast +12° for positioning in Trendelenberg, and reverse trendelenberg positions. The four bed side panels should fold down for complete access to the infant, the rear panel should include tubing management slots for retention of ventilation and aerosol tubing incorporates an X-ray Cassette Tray size i.e 10x12, 11x14,14x17. A grid location marking systems on the side panels should match the tray for location of the casaette. Bed construction should be radiolucent; Heater Assembly: provide a focused heat source using a calibrated rod heating element which directs controlled heat to the bed surface. The heater assemble, located above the center of the bed, should consist of the radiant heater, parabolic reflector and an integral observation light, run on servo and manual modes in steps of 0.1 degree celcius, provision for continuous display of temperature and heater output should be available, the heater module should rotate 90 degree to the side to facilitate X-ray procedures, ; Servo controlled stabilizer with functional apgar clock, Suction, O2 blender and T-piece resuscitator , IV stand and monitor table, certifications: CE, FDA, ISO, IEC or equivalent standards; Operational environmental conditions: Temperature 5-40oC; Relative humidity: 4 to <90%; Altitude 200-3000m; Atmospheric pressure 500-800mmHg; Power Supply : 230V ± 6% , 50 Hz ± 1 % ; Power cord with 3 round pin top Appropriate UPS. (Standard Brands: Nice Neotech, Drager Medical, Fisher & Paykel Healthcare) | set
| Infant Radiant Warmer, Hybrid Type: A full-featured incubator and a radiant warmer in one with all standard accessaries; With above higher specification for NICU setting including IV stand examination light. Power supply: 220 -230V, 50Hz, Power cord of round 3 pin plug top. Suitable voltage stabilizer. | Set
| Neonatal NIBP, ECG and SpO2 (Portable) Monitor: LCD display with heart rate, SpO2, pulse rate, min. 6 hours battery back-up, with all accessories with mount; Power supply: 220 - 230V, 50Hz, Power cord of round 3 pin type plug top. | Set
| Neonatal Portable Transport Ventilator: Minimum 6 hours with battery operation; FiO2 should be able to regulate, operate with connecting oxygen cyrinder, set should come with reusable and disposable circuit | Set
| Nitric Oxide (NO) Gas Inhalation Machine for neonatal patients who have pulmonary hypertension, gas flow tube attach to the ventilator circuit | Set
| Phillips M1572A: Paediatric reusable comfort NBP cuff 14 to 21.5 cm for Philip MP 60 monitor | Piece
| Microwavable feeding utensil sterlizer,Compact size, fit for one bottle, capacity 550mL, Heat resistant | Set
| Ultrasound Machine (Portable): With neonatal transducer with colour doppler for cardiac, abdominal, cerebral diagnostic and monitoring, poratble mount pole with printer facility, inbuilt rechargable battery, video recordable | Piece
| Converting Cable for pulse oxymetry sensor probe into 9 pin | Piece
| Phillips M1193A: Philips MP60 CP montor, reusable SpO2 probe, wrap type | Piece
| Phillips M1571A: Infant reusable comfort NBP cuff 10 to 15 cm for Philip MP 60 monitor | Piece
| Phillips M1866A: BP cuff size #1 compatible for Philips intellivue MP60/MX600 | Piece
| Phillips M1573A: Pediatric BP cuff resuable 20.5 x 28 cm | Piece
| Phillips M1634A: Transducer for IABP | Piece
| Child ACLS Manikin with Interactive Arrhythmia Simulator : PR; Palpable and visual landmarks;  Fully articulated head, neck and jaw; Airway Management;  Realistic anatomy of the mouth, tongue, oral pharynx, larynx, epiglottis, vocal cords, trachea and esophagus;  Separate left and right lungs for auscultation;  Suctioning capabilities;  Oral, nasal and digital intubation capabilities;  Inflatable stomach bladder to indicate esophageal intubation; I.V. Injection (at arm):  Realistic size of an childs veins;  Articulated at the biceps for antecubital and dorsal access;  Realistic flashback from a pressurized system; Blood Pressure Measurement: Instructor determines systolic and diastolic levels, heart rate and sound volume; Speaker in arm reproduces real blood pressure sounds; 5 Korotkoff phases can be turned on and off; Auscultatory gap can be turned on and off; | Set
| Baby Incubator (Lower End): Incubator for sub intensive care; Double wall with access port and port cover; Electrostatic filter and dust cover; Temperature control (Servo Control) and range of 35 - 37.5°C with over ride mode 37.6 - 39°C, Air temperature of 23 - 37°C and over ride mode of 37.1 - 39°C; Servo controlled humidity control with display range of 15 - 99%; Temperature display range: skin temperature 30 - 42°C, Air temperature 20 - 42°C; Heater output indication: 0 to full in 10 levels; Alarms: High temperature, Skin temperature, Fan, Set points, System Failure, Power failure, Humidity, Low water level; Power Supply : 230V ± 6% , 50 Hz ± 1 % ; Power cord with 3 round pin top, Suitable UPS. (Standardized Brands: Medix and Atom Medical Corp). | set
| Covidien REF-355/5427: Paediatric/neonate reusable inspiratory bacteria filter (Re/Flex) compatible with puritan bennett 840 | Piece
| Neonatal Resuscitation Manniquin (Lower spec): Demonstrate chest rise with bag and mask and separate inflator by instructor, cord pulse should be felt, inflate with water and air, it should be used for training with maternal manniquin. | Set
| Silicone head harness for use with Silflex silicone face mask - Infant | Piece
| Covidien: Temperature probe compatible with PB 840 Ventilator | Piece
| F &P REF 900PT531: Optiflow junior neonatal circuit for airvo2 | Set
| Covidien REF-4-076408-00: Neonate expiratory bacteria filter disposible filter(D/X800)compatible with puritan bennett 840 | Piece
| Covidien REF-507-4-070305-00: Paediatric/neonate expiratory bacteria filter reusable filter(D/X800)compatible with puritan bennett 840 and COLLECTION VIAL (REUSABLE) | Piece
| Covidien REF-038-01-163: Puritan bennett 840 ventilator disposal breathing circuit neonatal size with heated wire and humidification chamber | Set
| Patient monitor, Paediatric ICU, Wall mount : NIBP, SpO2, ECG, Respiratory rate, Heart rate and Temperature; Battery operated; 15 – 17inches colour TFT Display; 6 channels; Modular in design; Module for measuring 5 lead ECG with electrocautery filter, multi-lead ST segment analysis, lethal arrhythmia alarms with 5 lead ECG cable set; SpO2 measurement with plethysmograph-Neonate and paediatric SpO2 sensors, pitch varying with saturation; NIBP measurement with paediatric and neonate cuffs; Respiration measurement by impedance method; Provision for invasive pressures (CVP and IBP) simultaneously with temperature measurement and CO2; Certifications: CE, FDA, ISO, IEC or equivalent standards; Operational environmental conditions: Temperature 5-40°C; Relative humidity: 4 to <90%; Altitude 200-3000m; Atmospheric pressure 500-800mmHg; Power Supply : 230V ± 6% , 50 Hz ± 1 % ; Power cord with 3 round pin top; Appropriate voltage stabilizer; Accessories: 20 disposable transducers and 2 reusable pressure CVP and IBP pressure cables (Standardized Brands: Datex Ohmeda (GE), Philips and Shenzhen Mindray, or equivalent or higher)) (ITEM ID - 12039) | Set
| Therapeutic Hypothermic Therapy Machine: Baby cooling system for Hypoxic Ischemic Encephalopathy (HIE) with servo control; Programmable & Pre-set variable gradient temperature selection SMART mode; Data Export Software; 3 hose connections; User-friendly interface; High Flow Rate for tight temperature control; Ability to pre-condition the water; Fluid temperature range: Manual 4 - 42&#8451;; Patient temeperature set point range: 30 - 40&#8451;; Reservoir capacity 2 gallons; Flow rate 36 gph; Heater 800W; Probe type 400 series; All necessary accessories should be included; Power supply: 220V-230V,50Hz, Power cord of round 3 pin type plug top. | Set
| Venoscope (Transilluminator): Hand held transilluminator; Vein Finder and pneumothorax detector for neonatal patients; Small LED head with cord attache to battery source;Pencil battery operation; The unit should be light weight and portable; The tip of the probe (light source) should not get warm on being lightened. | Piece
| ECG cable Philips MP-60 CP monitor, reusable ECG cable (M1971A) | Piece
| Phototherapy unit, Overhead: Blue and white LED technology; individual switch for each LED;, illuminated area with spectral irradiance of ≥35 μW cm−2 nm−1, irradiance ranged between 27 and 52 μW cm−2 nm−1 and HSI footprint ranged between 67 and 1465 cm2,; Long life LED 40,000 hours; 50-30cm base surface area; LED display for phototherapy light usage timer, Lamp head tilit upto 90°; Certifications: CE, FDA, ISO, IEC or equivalent standards; Operational environmental conditions: Temperature 5-40oC; Relative humidity: 4 to <90%; Altitude 200-3000m; Atmospheric pressure 500-800mmHg; Power supply: AC 220-240V, 50Hz;Power Supply : 230V ± 6% , 50 Hz ± 1 % ; Power cord with 3 round pin top (Standard Brands: Atom Medical Corp, Drager, Nice Neotech, Phoenix, MLP Surgical Co) | set
| Covidien REF-AG-AP6000-IN: Nebuliser Set compatible with PB 840 ventilator | Set
| Covidien: Neonatal adapter plate for PB840 Neomode adapter platex 1 product code: T407640500 | Set
| Electroencephalography system, Amplitude-integrated Neonatal EEG monitor , non invasive, that connects to Reusable amplifier cable for use in neonaates and small infants. To supply with 50 nos of Disposable central reference leads that connects to six recording electrodes with Cz and ground for head circumference less than 32 cms and 50 nos of Disposable central reference leads with 10 recording electrodes with Cz and ground for use in head circumference more than 32cm. | Set
| Ultrasound imaging system, Cardiovascular : High end colour doppler ultrasound system, fully digital technology, full cardiac and peripheral vascular application, paediatric, neonate, 4 probes; Neonatal cardiac sector array transducer 12-4 Mhz 96 elements, aperture 9.8 mm; 90 degree field of view; Pediatric cardiac sector array transducer 8-2 Mhz 96 elements, aperture 15.4 mm, 90 degree field of view; Pure wave cardiac sector 5-1 MHz, 80 elements, 20.3 mm, small parts, intracavitary applications, advance 2D facility; Broasband compact linear array transducer (Hockey stick ), 15-7 MHz, 128 elements, 23 mm. Monitor: size 17" high colour resolution, tilt and swivel monitor viewable in all angle and any light condition; Operation: latest generation phased array doppler system, DICOM ready, Should be interfaced easily with HIS/RIS/PACS, field upgradable to next generation on sit, With latest version of cardiac software, software upgradable for free for at least 3 years, frequency compounding for better resolution and penetration; Technical: Frequency disturbance resistible when other device or radio signal hits the system for no interrupted facility at any site of the place, 256 Gray shades for sharp contrast resolution; Latest generation wide band transducer adult trans thoracic cardiac probe, Harmonic imaging system, trapezoidal image on B/colour, Automatic gain control for additional level of flexibility to image quality control, real time high frequency 2D, advance 3D imaging package (optional), frame rate >1000FPS, high definition acoustic zoom for enlarging section of 2D and colour flow images, colour flow image: increased lateral and spatial resolution, Detection of subtle area of turbulence, minimal or no loss of frame rate for physiological blood flow view, tissue colourization (B- mode); Mode: 2D, M-mode, colour doppler, steerable PW/CW doppler, high definition colour flow with colour power angio imaging, directional power angio colour doppler echocardiography system, 2D duplex, colour panaromic; Application software: paediatric, neonatal, foetal and peripheral vascular, all application package to be built into the system, high frame rate review, Quad loop memory for pre and post imaging, frame grabber for post imaging, maps for pre and post imaging, ECG facility, minimum 4 GB optical drive >100GB hard drive for image storage, >3 transducer ports; probes; thermal colour printer, inbuild central UPS backup for >1 hour, company standard echo cardiography software for data storage and reporting , Certification; CE,FDA,ISO,IEC or equivalent standards, operational environmental condition; temp 5-40o C, relative humidity 4-90%, Altitude;200-3000m above sea level, atmospheric pressure 500-800mmHg, Power Supply : 230V ± 6% , 50 Hz ± 1 % ; Power cord with 3 round pin top. installation and after sale service will be given priority; Warranty 2 years for machine package | set
| Covidien REF-MNFD160128: Oxygen sensor compatibile with PB 840 ventilator | Piece
| ECG monitor, Paediatric with accurate display of wave amplitude, silent technology, Paediatric size 12 ECG cables, 1mV callibration voltage;12-channel ECG recorder with built-in ECG parameters measurement and interpretation. Working mode auto/manual/rhythm; Built-in rechargeable Li-ion battery, Battery capacity of minimum of three hours; Internal storage of upto 800 ECGs that can be enlarged by USBWith stand and 20 packs of ECG paper.Power Supply : 230V ± 6% , 50 Hz ± 1 % ; Power cord with 3 round pin top. | set
| Apnea monitor, Neonate: AA battery operated, portable, audio and visual alarm, user selected apnea delay period 10, 15 and 20 seconds, soft gentle disposable sensor, compact , lightweight, storage temperature 10 + to 40+ C (Standardized Brands: Nice Neotech or equivalent or higher) | set
| Pulse oximeter, Handheld: with Neonatal wrap type silicone reusable probe and Paediatric small clip, Battery operated with 9 pin sensor probe. The machine should be compatible with Nellcor disposable SpO2 sensor | Set
| Microwavable feeding utensil steam sterilizer, Compact size, light weight, sterilizing 4 classic feeding bottles at a time ,Heat resistant, | set
| Refractometer for urine-specific gravity: Hand held optical refractometer that provides bed side estimation of unie specific gravity from single drop of urine. | Set
| CP Monitor (Intensive care monitors)  Pediatric: NIBP, SPO2, ECG, Respiratory rate, heart rate & Temperature, Battery, 15 inch - 17 inch colour TFT Display, 6 channels, Modular in design, should have module for measuring, 5 lead ECG with electrocautery filter, multilead ST segment analysis, lethal arrhythmai alarms with 5 lead ECG cable Set, Spo2 measurement with plethysmograph-Neonate and pediatric Spo2 sensors, pitch should vary with saturation, NIBP measurement with pediatric and neonate cuffs, Respiration measurement by impedance method, Provision for invasive pressures ( CVP and IBP) simultaneously with 20 disposable transducers and 2 reusable pessure CVP and IBP pressure cables , Temperature measurement, Co2. | Set
| Neonatal Mechanical Ventilator: Also suitable for very low birth weight infants, integrated screen for display of waveforms; Pressure and flow against time, models available in the unit, IPPV (CMV), IMV, CPAP, SIPPV/ Assist control and HFO, built-in 24 hour trends of monitored parameters such as Minute volume, airway pressure FiO2, compliance and resistance etc, Settings available for Inspiratory pressure from 10 - 80 cm H20, Inspiracy flow from 1-30 L/min, Inspiratory time from 0.1 - 2 sec., expiratory time from 0.2 - 30 sec., flow independent PEEP variable from 0 - 15 cm H20, patient synchronization with flow trigger, HFV mode, automatic Settings of all alarms (except MV), automatic O2 calibration every 24 hours or on demand, both audio and visual alarms for with advisory message on screen, real time monitoring and digital display for FiO2, Peak pressure, mean pressure, CPAP/PEEP, expiratory tidal volume, total frequency, spontaneous frequency, lung function monitoring including C20/C,R,C,Tc, RVR, have CE mark and FDA approval for use on nenonates, Standard scope of supply must include Basic Unit, Trolley, 2 silicone Hose Sets, flow sensors/Exp. Valves - 2 Sets, each unit), O2 cell, oxygen connecting hose, F & P servo control Humidifier with two reusable chamber, Nebuliser circuit support arm, Instruction manual; Should be supplied with compressor where there is no central supply for air; Neonatal tubing including HFO designated ventilator tubing, heat wire, humidication chambers, nebuliser facility; Servo controlled stabilizer to be included. Power supply: 220V-230V, Power cord of round 3 pin type plug top , Suitable UPS. | Set
| Radiant warmer, Overhead (Low end): Free standing; Mobile; Servo-controlled; Overhead infrared quartz/ceramic heating system with baby bed mounted on castor wheels with drawers; Bed: Tilt system, up to +10° for positioning in Trendelenburg, and reverse Trendelenburg positions; Foldable bed side panels; Heater assembly: Calibrated rod heating element; Consisting of radiant heater, parabolic reflector and an integral observation light; Run on servo and manual modes in steps of 0.10oC; Provision for continuous display of temperature and heater output; Heater module should rotate 90o; Certifications: CE, FDA, ISO, IEC or equivalent standards; Operational environmental conditions: Temperature 5-40°C; Relative humidity: 4 to <90%; Altitude 200-3000m; Atmospheric pressure 500-800mmHg; Power Supply : 230V ± 6% , 50 Hz ± 1 % ; Power cord with 3 round pin top; Appropriate voltage stabilizer; Accessories: Servo controlled stabilizer, IV stand and monitor table (Standard Brands: Nice Neotech, Drager Medical, Fisher & Paykel Healthcare) (ITEM ID - 12080) | Set
| Bubble CPAP system with blender Air and oxygen: Oxygen monitoring port sizes 22mm male or 15 mm female, pressure monitoring port size-female, circuit compressible volume 285 ml. Ramp time 0-45 min (5 min. increment); LCD/control wheel/push button; Infant delivery system; Gas supply line, two flow meters, nasal prong (different sizes), infant bonnet (different sizes) and nasal tubing; Portable wheeled mount pole; Operating temperature range=18 to 26°C, Input flow range:6 to 8L/min, CPAP pressure Range: 3 to 10 cmH20, Maximum pressure limit up to 17cmH2O, Oxygen monitoring port sizes 22mm male or 15 mm female, pressure monitoring port size-female, circuit compressible volume 285 ml. Certifications: CE, FDA, ISO, IEC or equivalent standards; Operational environmental conditions: Temperature 5-40oC; Relative humidity: 4 to <90%; Altitude 200-3000m; Atmospheric pressure 500-800mmHg; Power Supply: 230V ± 6%, 50 Hz ± 1 %; Power cord with 3 round pin top; Appropriate voltage stabilizer Standardised Brands: Fisher & Paykel Healthcare | Set
| Oxygen analyzer: Range 21-100%; Display accuracy 0.1%; Battery operated; Output signal oxygen in %; Sensor type galvanic (electro chemical); Response time < 5 sec. to T90, Accuracy +/- 1% at full scale; Repeatability: +/-1% of signal; Temperature compensated; Max. storage temperature: -20°C to 60°C; Power supply: 220V-230V, 50-60Hz, Power cord of 3 round pin top | Piece
| Bubble CPAP system with blender (Air and Oxygen), with Air Compressor: PEEP valve adjustable from 4-20cm H2O and adapter for 22mm tube connection; Ramp time 0-45 min (5 min. increment); LCD/control wheel/push button; Infant delivery system; Gas supply line, two flow meters, nasal prong (different sizes), infant bonnet (different sizes) and nasal tubing; Portable wheeled mount pole; Certifications:CE,FDA,ISO, IEC or equivalent standards; Operational environmental conditions: Temperature 5-40oC; Relative humidity: 4 to <90%; Altitude 200-3000m; Atmospheric pressure 500-800mmHg;Power supply: AC 220-230V,50-60Hz;Power cord with 3 round pin top; Appropriate voltage stabilizer (Standardised Brands: Fisher & Paykel Healthcare) | Set
| Phillips M1941A: Pulse oxymeter sensor probe compatible for Philips intellivue MP60/MX600, neonatal size, wrapping type, silicon reusable (M1193A) | Piece
| Compressor, Stand alone for bubble CPAP/Ventilator, Oil-free compressed medical air for respiratory care devices, Quiet operation for bedside use, One touch operation for easy handling, Gas output flow of up to 50-60 PSI , Double stage air intake filter for more purity of air, Water drain filters, Separate container for a collection of waters filtered, LCD display for Total runtime hours and current running hours, Audio and visual indications for Power failure, low voltage, and low input pressure, Compact for easy transport, Power Supply: 230V ± 6%, 50 Hz ± 1 %; Power cord with 3 round pin top | Set
| ECG monitor, Paediatric with accurate display of wave amplitude, silent technology, Paediatric size 12 ECG cables, 1mV callibration voltage; Working mode auto/manual/rhythm; Battery capacity of minimum of three hours; With stand and 20 packs of ECG paper | Set
Preterm low-fidelity mannequin: Realistic chest compressions; ET tube insertion; Bilateral lung expansion with visually dramatic chest rise; Unilateral chest movement option (collapsed lung and main stem intubation); Positive pressure ventilation; Sellick maneuver; Chest rise and fall with mechanical ventilation; Auscultation of lung sounds during ventilation; Manually control rate and depth of respiration, Stoma care, Venous access, - Four dry pre-ported sites to accept an IV catheter or butterfly infusion needle: right temporal vein, left antecubital fossa, dorsum of left hand, and right saphenous vein; Patient umbilicus, Chest tube, - A permanent site in the neonates right side for a nonfunctional 8-10 FR chest tube; Practice chest tube insertion and care of the chest tube area, Baby care - Practice cleaning, bathing, and nappy changing while neonate is in the incubator; Use cold cream to simulate cleaning vernix off of neonates delicate skin; Model is waterproof and completely immersible in water, GI including nasogastric tube feeding/ OG tube insertion, - Left nostril accepts a functioning 5 FR nasogastric (NG) tube for practicing tube feeding and suctioning, Neural tube defect (Myelomeningocele) - Optional structure representing an open neural tube defect easily attaches to the back, Observation and measurement (head, umbilicus, skin, etc.), and monitoring, Skin and wound care - Skin breakdown is visible in three typical sites: occiput (back of head) and both heels; Practice visual observation, care, prevention of skin breakdown, and bandaging, Umbilicus with optional omphalocele attachment, - Soft, lifelike umbilicus has one functioning patent vessel; Practice placement of umbilical lines and blood withdrawal or infusion of fluids through a catheter using internal fluid reservoir. Various monitors, sensors, electrodes, etc., should be attachable to the manikin wherever needed
| Clinical reflactometer, Hand-held: Optical instrument for the estimation of specific gravity of urine and protein content of serum or plasma | Set
| Patient monitor, Paediatric, Portable with NIBP and SpO2: Digital, LCD display with heart rate, SpO2, pulse rate and BP; Min. 2 hours battery back-up; with all accessories and various sizes of BP cuff (Neonate, infant, small child and big child); SpO2 probe wrap type; Power supply: 220V-230V, 50-60Hz, Power cord of 3 round pin top | Set
| High Frequency oscillation Ventilator for Pediatric, to treat respiratory failure in neonatal patients and acute respiratory distress in pediatric patients, tidal volume 1-180 mL, Produces an active exhalation, electromagnetically driven piston,Bias flow; 0–40 liters per minute (LPM) Continuous, 15-turn control, Resolution: 2.5 LPM, Accuracy: ±10% of full scale at the following conditions: air or oxygen, mean pressure: Approximately 3–45 cmH2O minimum range; Bias Flow dependent, Resolution: 0.1 cmH2O on airway pressure digital meter, 1-turn control, Accuracy: Non-calibrated control knob, Mean pressure limit: Approximately 10–45 cmH2O mean proximal airway pressure, Resolution: 0.1 cmH2O on airway pressure digital meter, 1-turn control,Accuracy: Non-calibrated control knob, Power: At 100% power, ΔP >90 cmH20 max amplitude of proximal airway pressure, Resolution: Graduated 10-turn locking dial, Frequency Hz; 3–15 Hz oscillator frequency, Resolution: 0.1 Hz on digital meter, 10-turn control, Accuracy: ±5% of full scale, %inspiratory time; 30–50% of oscillatory cycle, Resolution: +/- 1% as read on digital meter, Accuracy: ±5% of full scale, Set Max Paw Alarm Thumbwheel; 0–49 cmH2O mean airway pressure, Resolution: 1 cmH2O, Accuracy: Within ±2 cmH20, Set Min Paw Alarm Thumbwheel;0–49 cmH2O mean airway pressure, Resolution: 1 cmH2O, Accuracy: Within ±2 cmH20, Power supply: AC 220-230V, 50-60Hz; Power cord with 3 round pin top Accessories: standard cart; Electronic humidifier with humidification chamber; bacterial filters, test lung, and flex arm Set; blender along with flow meter; Quality Certification : Valid CE/BIS/US FDA or equivalent; Nebulization assembly compatible with ventilator and circuit; Should have interface facility; Flow sensor-Should have life more than 1 year; Expiratory Unit- Life should be more than 3yrs; Data storage facility for at least 24 hrs;Should have flow sensors having long life and the company shall specify the life cycle and the cost of the flow sensors. Standard Accessories along with; Disposable breathing circuits 100 nos. | Set
| Advanced Ventilator, Paediatric: Should have facility for Invasive and Non-Invasive ventilation; Microprocessor Control suitable for Pediatric and adult ventilation; Electromagnetic Compatible Hinged arm holder for holding the circuit; Should have built in touch color screen TFT display of minimum 15 or more for display; Features , lung diagnostic tool like low flow, volumetric CO2 monitoring,weaning parameters, variable pressure support, non invasive ventilation in all mode and all patient category, flexible screen configuration, data export mode, Status indicator for ventilator mode; Battery indication; Automatic compliance and leakage compensation for circuit and ET Tube, Ventilation mode; Volume Controlled Ventilation: VC-CMV, VC-SIMV, VC-AC, VC-MMV, Pressure Controlled Ventilation: PC-CMV; PC-BIPAP1 / SIMV+; PC-SIMV; PC-AC; PC-APRV; PC-PSV, Support of Spontaneous Breathing: SPN-CPAP/PS; SPN-CPAP/VS; SPN-CPAP; SPN-PPS, high frequency oscillation mode (HFO), Enhancement; AutoFlow / Volume Guarantee (VC-AC), Variable Pressure Support, Smart Pulmonary View, Automatic Tube Compensation (ATC), Mask Ventilation (NIV), SmartCare/PS 2.0 – Automated clinical protocol in SPN-CPAP/PS, Low Flow PV Loop, O2-therapy, Procedures to be included; Suction maneuver ,Manual inspiration/hold, Medication nebulization, P0.1, PEEPi, NIF, Pressure measurement; Inspiratory pressure (Pinsp) 1 to 95 mbar (or hPa or cmH2O), Inspiratory pressure limit (Pmax) 2 to 100 mbar (or hPa or cmH2O), PEEP / intermittent PEEP (ΔintPEEP) 0 to 50 mbar (or hPa or cmH2O), Pressure assist (Psupp) 0 to 95 mbar (or hPa or cmH2O), mendatory setting; Ventilation frequency (RR): 0.5 to 150/min, Inspiration time (Ti): 0.1 to 10 s, Tidal volume (VT): 0.002 to 0.3 L, Inspiratory flow (Flow): 2 to 120 L/min, Rise time for pressure assist (Slope): 0 to 2 s, O2 concentration (FiO2): 21 to 100 Vol.%, Trigger sensitivity (Flow trigger): 0.2 to 15 L/min, O2 Therapy: Continuous Flow 2 to 50 L/min; O2 concentration FiO2 21 to 100 Vol%, Automatic Tube Compensation (ATC): adult, pediatric and neonate mode, Airway Pressure Release Ventilation (PS-APRV); Inspiratory time (Thigh): 0.1 to 30 s, Expiratory time (Tlow): 0.05 to 30 s, Maximum time of low-pressure level in APRV/PEF (Tlow max): 0.05 to 30 s, Inspiratory pressure (Phigh): 1 to 95 mbar (or hPa or cmH2O), Expiratory pressure (Plow): 0 to 50 mbar (or hPa or cmH2O), Termination criterion (peak expiratory flow) (Exp. term.): 1 to 80 % (PEF), Displayed Measured Values; Plateau pressure (Pplat), Positive end-expiratory pressure (PEEP), Positive end-expiratory pressure (PIP), Mean airway pressure (Pmean),Minimum airway pressure (Pmin),Range -60 to 120 mbar (or hPa or cmH2O), Minimum volume measurement display; Expiratory minute volume (MVe), Inspiratory minute volume (MVi), Total minute volume (MV), Mandatory minute volume (MVmand), Spontaneous expiratory minute volume (MVspon), Range 0 to 99 L/min BTPS, Tidal volume measurement; VT, VTimand, VTemand, VTispond, end expiratory co2 concentration measurement, Power supply: AC 220-230V, 50-60Hz; Power cord with 3 round pin top Accessories: Collectors vials, Electronic humidifier with humidification chamber; standard cart; bacterial filters, test lung, and flex arm Set; Jar should be autoclavable; Quality Certification : Valid CE/BIS/US FDA or equivalent; Nebulization assembly compatible with ventilator and circuit; Should have interface facility; Flow sensor-Should have life more than 1 year; Expiratory Unit- Life should be more than 3yrs; Data storage facility for at least 24 hrs;Should have flow sensors having long life and the company shall specify the life cycle and the cost of the flow sensors. Standard Accessories along with; Disposable breathing circuits 100 nos. | Set
| Stethoscope, Paediatric | Piece
| Peritoneal dialysis, Automated: Peritoneal dialysis machine for use in pediatric patients with display screen | Set
| Pen torch, Pocket for pupil examination with pupil gauge | Piece
| Pulse oximeter, Paediatric Handheld: Battery operated with 9 pin sensor probe Compatible with Nelcor disposable wrap type sensor | Set
| ICU bed, Paediatric Height-adjustable; 4 sections with column motors, all side tilt | Set
| Steriliser, Microwavable feeding utensil: Compact size, fit for one bottle; Sterlise by steam; Heat resistant | Set
| Nasal oxygen high flow system with integrated humidifier, Warm-up time: Not more than 10 minutes to 31 °C (88 °F), Not more than 30 minutes to 37 °C (98.6 °F); Maximum temperature of delivered gas: 43 °C (109 °F) (in accordance with ISO 80601-2-74); Flow generator with regulatable FiO2 with adjustable flow from 2-60 L/min, Accessories: Nasal cannula(small- 10 packs, medium-10 packs and Large- 10 packs), Tracheostomy Interface-10 packs, Mask Interface Adapter-10 packs, Tube & Chamber Kit-10 packs, Oxygen inlet kit- 1no, Air Filter- 2 nos, Hospital Pole Stand, Pole mounting tray. (Standardized Brands: Fisher & Paykel Healthcare, or equivalent or higher) | Set
| Bubble CPAP system with blender Air and oxygen: PEEP valve adjustable from 4-20cm H2O and adapter for 22mm tube connection; Ramp time 0-45 min (5 min. increment); LCD/control wheel/push button; Infant delivery system; Gas supply line, two flow meters, nasal prong (different sizes), infant bonnet (different sizes) and nasal tubing; Portable wheeled mount pole; Certifications: CE, FDA, ISO, IEC or equivalent standards; Operational environmental conditions: Temperature 5-40oC; Relative humidity: 4 to <90%; Altitude 200-3000m; Atmospheric pressure 500-800mmHg; Power supply: AC 220-230V, 50-60Hz; Power cord with 3 round pin top; Appropriate voltage stabilizer Standardised Brands: Fisher & Paykel Healthcare | Set
| Electro chest physiotherapy device (vibrator/occillator) for Pediatric | Set
| Oxygen high flow system, Nasal with integrated humidifer; Flow generator with regulatable FiO2 with nasal cannula and circuit Paediatric | Set
| Otoscope, Paediatric: With AA battery | Set
| Medication cart Material: Aluminum -Alloy, ABS plastic & stainless steel, Overall size: 850mm*520mm* 1010mm, The whole trolley is including 6 layers of drawers | Set
| ICU Pediatric Bed: Height-adjustable electric pediatric intensive care bed (4 sections, with column motors, all side tilt) | Set
| Oxygen high flow system, Nasal with integrated humidifer; Flow generator with regulatable FiO2 with nasal cannula and circuit, Preterm | Set
| Puritan bennett 840 ventilator disposal breathing circuit pediatric size with heated wire and humidification | Set
| Breast pump, Motorised Battery (AA) operated; variable suction frequency; Sterilizable silicone collection cups and jars; Four additional cups and two collection jars | Set
| Hypothermic therapy system: Servo control; Programmable and pre-set variable gradient temperature selection; Data export software; 3 hose connections; User-friendly interface; High flow rate for tight temperature control; Ability to pre-condition the water; Fluid temperature range, manual 4-42oC; Patient temeperature set point: 30-40oC; Reservoir capacity, 2 gallons; Flow rate, 36gph; Heater, 800W; Probe type, 400 series; and all necessary accessories; Certifications: CE, FDA, ISO, IEC or equivalent standards; Operational environmental conditions: Temperature 5-40oC; Relative humidity: 4 to <90%; Altitude 200-3000m; Atmospheric pressure 500-800mmHg; Power supply: AC 220-230V, 50-60Hz; Power cord with 3 round pin top (Standardised Brands: CSZ Medical) | Set
| Manikin, Resuscitation, Neonate (Low end): Demonstrate chest rise with bag, mask, and separate inflator by instructor; Cord pulse should be felt; Inflate with water and air; For training with maternal manikin | Set
| Transcutaneous bilirubinometer, Handheld Accurate, instantaneous, non-invasive; Rechargeable battery; Power supply: AC 220-240V, 50Hz; Power cord with 3 round pin top | Set
| Electroencephalography system, Amplitude-integrated: for use in Neonatal ICU with non invasive recording electrodes and reusable amplifier cable; Accessories: 6 recording electrodes, Disposable for use in head circumference less than 32cm (20 no's); 12 recording electrodes for use in head circumference more than 32cm (25 no's), laptop with EEG software and printer. electrode cap for the electrode placement. Power Supply : 230V ± 6% , 50 Hz ± 1 % ; Power cord with 3 round pin top | Set
| Ventilator without compressor, Paediatric: Facility for invasive and non-invasive ventilation; Microprocessor controlled; Electromagnetic compatible hinged arm holder for holding the circuit; Built in touch colour screen TFT display of minimum 10” or more for display of waveforms and monitored values; Inbuilt facility to upgrade with EtCO2; Facility to measure and display: a) Status indicator for ventilator mode; b) Battery indication; c) Pressure Vs time Vs volume Vs time, flow Vs time 3 curves/waveforms; d) Alarm setting; Automatic compliance and leakage compensation for circuit and ET tubes; Facility of log book for events and alarms with date & time; Settings: a) Tidal volume (Min. at least 20mL, Max. up to 2000mL); b) Inspiratory pressure (0-80cm of H2O); c) Respiratory rate 1-80bpm; d) Apnoea back up rate; e) CPAP/PEEP; f) Pressure support; g) FiO2; h) Pause time; i) Pressure & flow trigger; j) Inspiratory flow up to 120Lpm; Temperature of delivered gas on LED display; Adjustable temperature; Autoclave-able jar; Nebulization assembly compatible with ventilator and circuit; Interface facility; Data storage facility for at least 24hrs; Internal rechargeable battery with at least 60 min. backup; Flow sensors; Certifications: CE, FDA, ISO, IEC or equivalent standards; Operational environmental conditions: Temperature 5-40oC; Relative humidity: 4 to <90%; Altitude 200-3000m; Atmospheric pressure 500-800mmHg; Power supply: 220-240V, 50Hz; Power cord with 3 round pin top; Appropriate voltage stabilizer; Accessories: Breathing circuit, Silicone for paediatric (reusable) 3 sets; Disposable breathing circuits 100 nos; Peak pressure, mean pressure, CPAP/PEEP, expiratory tidal volume, total frequency, spontaneous frequency, lung function monitoring including C20/C, R, C, Tc, RVR should have CE mark and FDA approval for use on neonates; Trolley, 2 silicone hose sets, flow sensors/Exp. valves - 2 sets; O2 cell, oxygen connecting hose, F & P servo control; Humidifier with two reusable chamber; Nebuliser circuit support arm (Standard Brands: Covidien, Drager Medical, Shenzhen Mindray) | Set
| Phototherapy unit, Overhead: Blue LED technology; Spectro irridance >35µW/cm2 nm-1; Long life LED 40,000 hours; 50-30cm base surface area; Lamp head tilit upto 90°; Power supply: AC 220-230V, 50-60Hz; Power cord with 3 round pin top; Appropriate voltage stabilizer (Standard Brands: Atom Medical Corp, Drager, Nice Neotech, Phoenix, MLP Surgical Co) | Set
| Stethoscope, Preterm for body weight <2kg | Piece
| Radiant Warmer, Overhead (High end): Free standing; Mobile; Servo controlled; Overhead infrared quartz/ceramic heating system with baby bed mounted on castor wheels with drawers; Bed: Tilt system up to +10° for positioning in Trendelenberg, and reverse trendelenberg positions; Foldable bed side panels; Rear panel with tubing management slot incorporating an X-ray cassette tray; Radiolucent bed construction; Heater Assembly: Focused heat source using a calibrated rod heating element; Consist of the radiant heater, parabolic reflector and an integral observation light; Run on servo and manual modes in steps of 0.10°C; Provision for continuous display of temperature and heater output; Heater module, rotatable 90° to the side; Certifications: CE, FDA, ISO, IEC or equivalent standards; Operational environmental conditions: Temperature 5-40°C; Relative humidity: 4 to <90%; Altitude 200-3000m; Atmospheric pressure 500-800mmHg; Power supply: AC 220-240V, 50Hz; Power cord with 3 round pin top; Accessories: Servo controlled stabilizer with functional Apgar clock, Suction, O2 blender and T-piece resuscitator , IV stand and monitor table (Standard Brands: Nice Neotech, Drager Medical, Fisher & Paykel Healthcare) | Set
| Apnoea monitor, Neonate: With RR and HR; With all standard accessories, Battery back-up, Environmental seal; Alarm when apnoea detected (Standardised Brands: Nice Neotech) | Set
| Stethoscope, Neonate (High end) | Piece
| Baby Incubator - Higher end: Incubator for super intensive care; Double wall with access port (side and head) and port cover, Port shape and cover should be applicable for ventilator circuit and IV line; At least 2 large oval portholes for access Iris ports for ventilator & other tubings; At least 5 large oval portholes for access Iris ports for ventilator & other tubings; Electrostatic filter and dust cover; the pattened baby rotating matress, a tilt that is smooth and continuous through 0-12° in both Trendelenburg positions,Tilting bed should be smoothly done by dial, In-bed scale with weight trending allows weights to be taken and trended without removing the baby (Up to 14 weights stored),Floor to mattress height: 32″ to 44″ (81 cm to 111 cm) Mattress size: 26″ x 19″ (66 cm x 48 cm) Access door, Drawer depth: 8″ (20 -30cm), Microfilter: 0.5μ - 99.8% efficiency (3M FiltreteTM), Tubing access ports: 13, : Self-test functions are performed at power-up and during normal operation ,Air Velocity: <10 cm/sec Whisper QuietTM Mode, measured 10 cm above the center of the mattress, Sound level: <50 dBa Temperature control (Servo skin/air Control) and range of 35 - 37.5°C with over ride mode 37.6 - 39°C; Air temperature of 23 - 37° C and over ride mode of 37.1 - 39°C; Servo controlled humidity control with display range of 15 - 99%; Temperature display range: Skin Temperature 30 - 42°C, Air temperature 20 - 42° C; Heater output indication: 0 to full in 10 levels; Alarms: High temperature, Skin temperature, Fan, Set points, System Failure, Power failure, Humidity, Low water level; Humidication chamber should be cleanable; Should control baby's temperature with an accuracy of +/- 0.3℃ and air temperatures +/-0.5℃ of the corresponding set temperatures; Alarms should include those for air flow, probe failure, high incubator temperature, baby set temperature and high skin teperature (+/-0.5℃); The display should include baby's temperature; set temperature, heater output and humidity level; Oxygen delivery system should be in built; The whole unit should be sleek, silent easy to move having easy access; Two skin probes should be included with each unit; X-ray casette tray should be included and facilitate portable x-ray procedure; battery 9V NiMH (Nickle- metal Hydride Battery), Power Supply : 230V ± 6% , 50 Hz ± 1 % ; Power cord with 3 round pin top, Suitable UPS. (Standard ised Brands: Atom Medical Corp or " equivalent or higher") | Set
| Stethoscope, Neonate (Low end) | Piece
| Silicone head harness for use with Silflex silicone face mask - Child | Piece
| Stethoscope, Preterm: use for BW <2000g babies | Piece
| IV Canula 24G with wing | Box
| Manikin, ACLS, Paediatric: With interactive arrhythmia simulator Palpable and visual landmarks; Fully articulated head, neck and jaw; Airway management; Realistic anatomy of the mouth, tongue, oral pharynx, larynx, epiglottis, vocal cords, trachea and oesophagus; Separate left and right lungs for auscultation; Suctioning capabilities; Oral, nasal and digital intubation capabilities; Inflatable stomach bladder to indicate oesophageal intubation; I.V. Injection (at arm): Realistic size of an child’s veins; Articulated at the biceps for antecubital and dorsal access; Realistic flashback from a pressurized system; Blood pressure measurement: Systolic and diastolic levels, heart rate and sound volume; Speaker in arm should reproduce real blood pressure sounds; 5 Korotk off phases can be turned on and off; Auscultatory gap can be turned on and off; Intraosseous infusion: Palpable landmarks should include the patella, tibia and tibial tuberosity; Pressurized system should allow aspiration of fluid; Femoral access: Palpable arterial pulse; Palpable symphysis pubis and anterior superior iliac spine; Realistic flashback from a pressurized system; Defibrillation chest: Internal load box absorbs full strength of every shock; Manual, semi-automatic and automatic defibrillation; Monitor manikin like a real patient at 4 ECG sites and 2 defibrillation sites; Compatible with all standard defibrillators and ECG-monitors; Interactive ECG simulator; Various ECG rhythms be generated and displayed on an ECG-monitor for diagnostic and defibrillation training; Total of 34 rhythms should be available | Set
| Mindray ventilator face mask for CPAP | Piece
| Pediatric ophalmoscope | Piece
| Peritoneal Dialysis catheter Tenckhoff, 1 cuff, size 31 cms for neonate. | piece
| Infant resuscitator, Stand alone: With oxygen blender | Set
| Ultrasonic atom sanitizer 303 spare tubings with mask | Piece
| Phototherapy unit, Double surface with cradle: Compact fluorescent tubes- blue and white; LED 6 , individual switch for each LED;,illuminated area with spectral irradiance of ≥30 μW cm−2 nm−1, irradiance ranged between 27 and 52 μW cm−2 nm−1 and HSI footprint ranged between 67 and 1465 cm2 respectively,20-30µw/cm2/nm in 420-480nm range; Electronic light sensor, light focusing screen, warning LED display for tube change; Mountable on high quality castors with locking mechanism; Provision for easy adjustment of height and side positioning; Electronic control for therapeutic light; No light spread and noiseless; Illumination and intensity display, sleek, sturdy unit; Adjustable distance of unit from baby; Transparent cradle and side walls; LED display for phototherapy light usage timer, Life shelf of LED more then 20,000 Hour. Certifications: CE, FDA, ISO, IEC or equivalent standards; Operational environmental conditions: Temperature 5-40oC; Relative humidity: 4 to <90%; Altitude 200-3000m; Atmospheric pressure 500-800mmHg; Power supply: AC 220-240V, 50Hz;Power Supply : 230V ± 6% , 50 Hz ± 1 % ; Power cord with 3 round pin top(Standardised Brands: Atom Medical Corp, Drager, Nice Neotech, Phoenix and MLP Surgical Co) | set
| Bubble CPAP system with a blender (Air and Oxygen), with Air Compressor: Oxygen monitoring port sizes 22mm male or 15 mm female, pressure monitoring port size female, circuit compressible volume 285 ml. Ramp time 0-45 min (5 min. increment); LCD/control wheel/push button; Infant delivery system; Gas supply line, two flow meters, nasal prong (different sizes), infant bonnet (different sizes) and nasal tubing; Portable wheeled mount pole; Operating temperature range=18 to 26°C, Input flow range:6 to 8L/min, CPAP pressure Range: 3 to 10 cmH20, Maximum pressure limit up to 17cmH2O, Oxygen monitoring port sizes 22mm male or 15 mm female, pressure monitoring port size-female, circuit compressible volume 285 ml. Certifications: CE, FDA, ISO, IEC or equivalent standards; Operational environmental conditions: Temperature 5-40oC; Relative humidity: 4 to <90%; Altitude 200-3000m; Atmospheric pressure 500-800mmHg; Power Supply: 230V ± 6%, 50 Hz ± 1 %; Power cord with 3 round pin top; Appropriate voltage stabilizer Standardised Brands: Fisher & Paykel Healthcare | Set
| Stand alone T-piece Resuscitator with oxygen blender | Set
| Stethoscope - Paediatric | Piece
| Paediatric reusable comfort NBP cuff 14 to 21.5 cm for Philip MP 60 monitor | Piece
| Phototherapy blanket: Soft and flexible design; Positioned underneath the baby to deliver phototherapy via a blue LED light source and fibre optic blanket; Meet AAP guidelines for intensive phototherapy; Intensity: >30 μW/cm2/nm; Spectrum: Blue light (of 450 - 475nm spectrum) emitting diode (LED) technology; Safety: No significant light in the ultraviolet (UV) range and infrared radiation (IR) range; Automatically shuts off in the event of light box overheating; Flashing indicator light for blocked air vents; Streamlined, oval design conforming to the shape of the baby; Large and small blanket sizes; Mattress with comfortable cushioning; Disposable mattress covers; Portable and lightweight; Blanket/pad should fit easily within existing patient enclosures such as cribs, bassinets, radiant warmers and incubators; Certifications: CE, FDA, ISO, IEC or equivalent standards; Operational environmental conditions: Temperature 5 - 40°C; Relative humidity: 4 to <90%; Altitude 200-3000m; Atmospheric pressure 500-800mmHg; Power supply: AC 220-240V, 50Hz; Power cord with 3 round pin top | Set
| Manikin, Resuscitation, Neonate (High end): Demonstrate chest rise with bag and mask and endotracheal intubation; Whole body manniquin; Practice PICC, UVC,UAC and IO insertion | Set
| Blood Pressure Monitor, Neonatal: Noninvasive, display systolic, diastolic and mean blood pressure, The accuracy ranges are: ±3 mmHg / ±0.4 kPa (blood pressure) and ±2%( pulse rate). battery operated, mobile, Power Supply : 230V ± 6% , 50 Hz ± 1 % ; Power cord with 3 round pin top, with neonatal size cuff #1, 2, 3,4,5 | set
| Beneview t5/8 (Mindray) patient monitor reusable NIBP cuff (arm) infant circumference (cm) 10 to 19, bladder width (cm) 9.2 | Piece
| Beneview T5 CP monitor for BP cuff sizes 6-11 cm, , 10- 13 cm, 10-15 cm, 14-21.5 cm | Set
| Blood pressure monitor, Neonate: Noninvasive; Displays systolic, diastolic and mean blood pressure; Battery operated; Mobile: Pole mountable with neonatal cuff #1, 2, 3,4,5 | Set
| Bedside SpO2 Patient Monitoring System with Pediatric and neonatal probe: For continuous monitoring at the bedside; Multicolor display screen with a black back ground for contrast; Backup audible alarm; the accuracy range should be ±2%, Multiple-language graphical user interface to support variety of users; 96 hour trend memory with data captured every four seconds and display histogram, Simple, intuitive operation with a space-saving design; Displays plethysmograph waveforms, pulse amplitude and current measured SpO2 and pulse rate (wrap type reusable silicon sensor probe with 9 pins connector); Power Supply : 230V ± 6% , 50 Hz ± 1 % ; Power cord with 3 round pin top. Suitable voltage stabilizer. | set
| Radiant warmer, Hybrid: Full-featured incubator and a radiant warmer in one with all standard accessories for NICU setting including IV stand, examination light; Certifications: CE, FDA, ISO, IEC or equivalent standards; Operational environmental conditions: Temperature 5-40°C; Relative humidity: 4 to <90%; Altitude 200-3000m; Atmospheric pressure 500-800mmHg; Power supply: AC 220-240V, 50Hz; Power cord with 3 round pin top; Appropriate voltage stabilizer (Standardised Brands: Ningbo David) | Set
| Echocardiograph, Paediatric, Portable, Laptop variant with three probes; Neonatal cardiac sector 4-12 Mhz 96 elements, 9.8 mm; 90 degree field of view; Pediatric cardiac sensor 3-8 Mhz 96 elements, 15.4 mm, 90 degree field of view; Pure wave cardiac sector 1-5 MHz, 80 elements, 20-30mm | Set
| Transport Incubator (Lower spec): Electronic temperature regulation and control, temperature probe, rechargeable battery-able to run incubator, power system cable of charging battery from mains/ambulance power source; Patient incubator should be detachable from trolley and carriable and fixable to adult stretcher in ambulance or helicopter; Power supply: 220 - 230V, 50Hz, Power cord of round 3 pin plug top. Suitable voltage stabilizer. | Set
| Disposable filter (round) for Mindray SynoVent E3 ventilator | Piece
| Transport Incubator (Higher spec): Collapsible trolley, IV fluid stand, Battery (minimum 6 hours), Single walled; At least 2 large oval portholes for access Iris ports for ventilator & other tubings; Bed level at least 80cm above ground, Width approx 80cm; Depth approx 30cm; Height approx 115cm; Mattress to hood, at least 30cm; Air mode: Adjustable set temperature 20 - 39oC; Display set & measured temperature with resolution 0.1oC; Skin mode: adjustable set temperature 34 - 38oC; Display set & measured temperature with resolution 0.1oC; Alarms for heating modes: Air up to +/-2.5oC of set temp, Skin +/-0.5o of set temp.; Electronic temperature regulation and control, temperature probe, internal lighting; Rechargeable battery-able to run incubator, lighting, suction unit, monitors, infusion pumps, ventilator, power system cable of charging battery from mains/ambulance power source, air/oxygen blender and flow meter, oxygen and air tank compressor fixable, fittting rail for accessories suction machine and suction device; Patient incubator should be detachable from trolley and carriable and fixable to adult stretcher in ambulance or helicopter. Power supply: 220 - 230V, 50Hz, Power cord of round 3 pin plug top. Suitable voltage stabilizer. | Set
| ABG Analyzer, Bedside: Hand held ABG analyzer ,measured parameters: iCa, electrolytes, lactic acids, acid base analysis and Hb/Ht. Cartridge should be with long shelf life and storable in room temperature. User friendly and easy to maintenance and quality assurance. Minimum Sample Size: 125 µL, 60µL for B-60 cassette, Sample Type: Whole Blood, Plasma, or Serum (depends on analyte tested), Sample Application: Syringe, Capillary or Comfort Sampler , Sample Input: Automatic Aspiration, Analysis Time (Time to Results): < 120 Seconds, Ambient Temperature: 10° C - 30° C (50°F - 86°F), Relative Humidity: 5% - 95% (Non-Condensing), Battery operated with min. 6hours battery life, Power Supply : 230V ± 6% , 50 Hz ± 1 % ; Power cord with 3 round pin top | set
| Umbilical Catheters, Double lumen, 3.5Fr radiopaque with marking length scale | Piece
| Umbilical Catheters, Single lumen, 3.5 Fr radiopaque with marking length scale | Piece
| Baby Incubator (Lower spec): Incubator for sub intensive care; Double wall with access port and port cover; Electrostatic filter and dust cover; Temperature control (Servo Control) and range of 35 - 37.5°C with over ride mode 37.6 - 39°C, Air temperature of 23 - 37°C and over ride mode of 37.1 - 39°C; Servo controlled humidity control with display range of 15 - 99%; Temperature display range: skin temperature 30 - 42°C, Air temperature 20 - 42°C; Heater output indication: 0 to full in 10 levels; Alarms: High temperature, Skin temperature, Fan, Set points, System Failure, Power failure, Humidity, Low water level; Power supply: 220V-230V, Power cord of round 3 pin type plug top, Suitable stabilizer. | Set
| Umbilical catheters, Single lumen, 5 Fr radiopaque with marking length scale | Piece
| Syringe pump, Portable: With battery backup of 4-6 hours | Set
| Optiflow junior wiggle pads (OPT 012) | Piece
| Disposable breathing tube kid (Child) for Mindray SynoVent E3 ventilator with heating wire | Piece
| Optiflow junior nasal canula (OPT 316) | Set
| Ventilator, Neonate with compressor: Integrated screen for display of waveforms; Pressure and flow against time; IPPV (CMV), IMV, CPAP, SIPPV/assist control and HFO; Built-in 24 hour trends of monitored parameters such as Minute volume, airway pressure FiO2, compliance and resistance etc.; Settings: Inspiratory, 10-80cmH20; Inspiratory flow, 1-30L/min; Inspiratory time, 0.1-2sec.; Expiratory time, 0.2-30sec.; Flow independent PEEP variable from 0-15 cmH20, HFV mode; Automatic settings of all alarms (except MV); Automatic O2 calibration every 24Hrs. or on demand; Audio and visual alarms with advisory message on screen; Real time monitoring and digital display for FiO2, Peak pressure, mean pressure, CPAP/PEEP, expiratory tidal volume, total frequency, spontaneous frequency, lung function monitoring including C20/C, R, C, Tc, RVR; with trolley; 2 silicone hose sets; Flow sensors/Exp. valves - 2 sets each; , O2 cell, oxygen connecting hose, F & P; Servo controlled humidifier with 2 reusable chamber; Nebulizer circuit support arm; Air compressor; Neonatal tubing including HFO designated ventilator tubing, heat wire, humidification chambers, nebulizer facility; Servo controlled stabilizer; Certifications: CE, FDA, ISO, IEC or equivalent standards; Operational environmental conditions: Temperature 5-40oC; Relative humidity: 4 to <90%; Altitude 200-3000m; Atmospheric pressure 500-800mmHg; Power Supply : 230V ± 6% , 50 Hz ± 1 % ; Power cord with 3 round pin top; Appropriate UPS (Standardized Brands: Covidien, Drager Medical and Shenzhen Mindray) (ITEM ID - 16523)" | Set
| Bed, Paediatric: With collapsible and locakble side railings with mattress, Resistant to chipping and scratching, With removable head and foot boards, single manual crank operation system, heavy duty castors with brakes in 2 wheeels , four IV dripholes with one IV pole, and one urine hook; Minimum load capacity of 180 kilograms | Set
| Renovar CP monitor SpO2 paediatric probe (reusable wrap type with 9 pins ) | Piece
| CO2 sample line, watertrap, airway adapter for Mindray SynoVent E3 ventilator paediatric | Piece
| Beneview t8 (Mindray) patient paediatric ICP transducer | Piece
| Beneview t5/8 (Mindray) patient monitor wall mount bracket | Piece
| Beneview 5/8 (Mindray) patient monitor reusable NIBP cuff (arm) paediatric circumference (cm) 18 to 26, bladder width (cm) 12.2 | Piece
| Beneview t5/8 (Mindray) patient monitor reusable NIBP cuff (arm) small infant circumference (cm) 7 to 13, bladder width (cm) 5.8 | Piece
| Beneview T5 CP monitor for Spo2 probe: boot type: Paediatric size | Piece
| Beneview T5 CP monitor for Spo2 probe : wrap type (reusable) | Set
| Reusable silicon Breathing tube kit(Child) (115-00 4502-00) for Mindray SynoVent E3 ventilator | Piece
| Phoenix nCPAP 200 breathing circuit (paediatric) starter kit ( Phoenix nCPAP 200 pressure generator) | Piece
| Paediatric reusable inspiratory bacteria filter (Re/Flex)compatible with Puritan bennett 840 | Piece
| Pediatric circuit tubings with heated wire, silconised and autoclavable for Paediatric ventilator compatible with puritan bennett 840. | Piece
| Beneview t5/8 (Mindray CP monitor) reusable SpO2 probe, ped clip type | Piece
| Optiflow junio neonatal circuit | Set
| Filter 2 pack for AIRVO2 | Set
| UPS for ventilators | Nos
| Philips MP60 CP montor, reusable SpO2 probe, Boot type. | Piece
| Philips MP60 CP montor, reusable SpO2 probe, wrap type. | Piece
| Beneview t5/8 (Mindray CP monitor) reusable SpO2 probe, infant wrap type | Piece
| Beneview t5/8 (mindray CP monitor) reusable ECG cable (EL6501-B) | Piece
| Fisher and Paykel Health Care(pediatric size). | Piece
| Ventilator with compressor, Paediatric: Facility for invasive and non-invasive ventilation; Microprocessor controlled; Electromagnetic compatible hinged arm holder for holding the circuit; Built in touch color screen TFT display of minimum 10 or more for display of waveforms and monitored values; Inbuilt facility to upgrade with EtCO2; Facility to measure and display: a) Status indicator for ventilator mode; b) Battery indication; c) Pressure Vs time Vs volume Vs time, flow Vs time 3 curves/waveforms; d) Alarm setting; Automatic compliance and leakage compensation for circuit and ET tubes; Facility of log book for events and alarms with date & time; Settings: a) Tidal volume (Min. at least 20mL, Max. up to 2000mL); b) Inspiratory pressure (0-80cm of H2O); c) Respiratory rate 1-80bpm; d) Apnea back up rate; e) CPAP/PEEP; f) Pressure support; g) FiO2; h) Pause time; i) Pressure & flow trigger; j) Inspiratory flow up to 120Lpm; Temperature of delivered gas on LED display; Adjustable temperature; Autoclave-able jar; Nebulization assembly compatible with ventilator and circuit; Interface facility; Data storage facility for at least 24hrs; Internal rechargeable battery with at least 60 min. backup; Flow sensors; Certifications: CE, FDA, ISO, IEC or equivalent standards; Operational environmental conditions: Temperature 5-40oC; Relative humidity: 4 to <90%; Altitude 200-3000m; Atmospheric pressure 500-800mmHg; Power Supply : 230V ± 6% , 50 Hz ± 1 % ; Power cord with 3 round pin top; Appropriate voltage stabilizer Accessories: Breathing circuit, Silicone for paediatric (reusable) 3 sets; Disposable breathing circuits 100 no's; Peak pressure, mean pressure, CPAP/PEEP, expiratory tidal volume, total frequency, spontaneous frequency, lung function monitoring including C20/C, R, C, Tc, RVR should have CE mark and FDA approval for use on neonates; Trolley, 2 silicone hose sets, flow sensors/Exp. valves - 2 sets; O2 cell, oxygen connecting hose, F & P servo control; Humidifier with two reusable chamber; Nebulizer circuit support arm (Standard Brands: Covidien, Drager Medical, Shenzhen Mindray) | Set
| Optiflow junior nasal canula (OPT 318) | Set
| Capnograph monitor, Handheld mainstream with Sp02 monitor | Set
| Clinical Reflactometer, Handheld: For the estimation of specific gravity of urine and protein content of serum or plasma | Set
| Stethoscope, Neonatal: Lower end | Piece
| IV Set (60 drops per ml) | Piece
| Peritoneal dialysis catheter, Tenckhoff 2 cuff, 32 cms Pediatric | piece
| SpO2 Handheld Pulse Oxymeter with neonatal probe: For transport or spot check pulse oxymeter with wrap type reusable silicon sensor probe with 9 pins connector; Pencil AA type battery operation | Piece
| Transport EMBRACE Infant Warmer: Transport infant warmer, carriable, minimum operation 3 hours with electrically preheated matress. | Set
| Oxygen analyzer: Range 0-100% oxygen. Display accuracy 0.1%, electrical connector: battery operated, operating temperature 0-50° C | Piece
| Nasal oxygen high flow system with integrated humidifer with flow generator with regulatable FiO2 with nasal cannula and circuit for Pediatric | Set
| Pocket pen tourch for pupil examination with Pupil Gauge | Piece
| Endotracheal tube pressure cuff inflator | Set
| Digital weighing scale capability to measure 1 milligram to 1000 milligram with flat top | Set
| Ultrasound imaging system, Laptop type unit, Portable: With neonatal transducer with colour Doppler for cardiac, abdominal, cerebral diagnostic and monitoring; Pole mountable with printer facility; Inbuilt rechargeable battery; Video recordable; Certifications: CE, FDA, ISO, IEC or equivalent standards; Operational environmental conditions: Temperature 5-40oC; Relative humidity: 4 to <90%; Altitude 200-3000m; Atmospheric pressure 500-800mmHg; Power supply: AC 220-240V, 50Hz; Power cord with 3 round pin top | Set
| Digital Pediatric NIBP and Spo2 (Portable) monitor, Power supply: 220V-230V,50Hz, Power cord of round 3 pin type plug top. LCD display with heart rate, Spo2 , pulse rate, min. 2 hours battery back-up, with all accessories. | Set
| Ventilator, Neonate with compressor: Integrated screen for display of waveforms; Pressure and flow against time; IPPV (CMV), IMV, CPAP, SIPPV/assist control and HFO; Built-in 24 hour trends of monitored parameters such as Minute volume, airway pressure FiO2, compliance and resistance etc.; Settings: Inspiratory, 10-80cmH20; Inspiratory flow, 1-30L/min; Inspiratory time, 0.1-2sec.; Expiratory time, 0.2-30sec.; Flow independent PEEP variable from 0-15 cmH20, HFV mode; Automatic settings of all alarms (except MV); Automatic O2 calibration every 24Hrs. or on demand; Audio and visual alarms with advisory message on screen; Real time monitoring and digital display for FiO2, Peak pressure, mean pressure, CPAP/PEEP, expiratory tidal volume, total frequency, spontaneous frequency, lung function monitoring including C20/C, R, C, Tc, RVR; with trolley; 2 silicone hose sets; Flow sensors/Exp. valves - 2 sets each; , O2 cell, oxygen connecting hose, F & P; Servo controlled humidifier with 2 reusable chamber; Nebuliser circuit support arm; Air compressor; Neonatal tubing including HFO designated ventilator tubing, heat wire, humidification chambers, nebuliser facility; Servo controlled stabilizer; Certifications: CE, FDA, ISO, IEC or equivalent standards; Operational environmental conditions: Temperature 5-40oC; Relative humidity: 4 to <90%; Altitude 200-3000m; Atmospheric pressure 500-800mmHg; Power supply: AC 220-240V, 50Hz; Power cord with 3 round pin top; Appropriate UPS (Standardised Brands: Covidien, Drager Medical and Shenzhen Mindray) | Set
| Baby Incubator - Higher spec: Incubator for super intensive care; Double wall with access port (side and head) and port cover, Port shape and cover should be applicable for ventilator circuit and IV line; At least 2 large oval portholes for access Iris ports for ventilator & other tubings; At least 5 large oval portholes for access Iris ports for ventilator & other tubings; Electrostatic filter and dust cover; Temperature control (Servo skin/air Control) and range of 35 - 37.5°C with over ride mode 37.6 - 39°C; Air temperature of 23 - 37° C and over ride mode of 37.1 - 39°C; Servo controlled humidity control with display range of 15 - 99%; Temperature display range: Skin Temperature 30 - 42°C, Air temperature 20 - 42° C; Heater output indication: 0 to full in 10 levels; Alarms: High temperature, Skin temperature, Fan, Set points, System Failure, Power failure, Humidity, Low water level; Side access port should be suitable to insert ventilator circuit; Humidication chamber should be cleanable; Should control baby's temperature with an accuracy of +/- 0.3&#8451; and air temperatures +/-0.5&#8451; of the corresponding set temperatures; Alarms should include those for air flow, probe failure, high incubator temperature, baby set temperature and high skin teperature (+/-0.5&#8451;); The display should include baby's temperature; set temperature, heater output and humidity level; Oxygen delivery system should be in built; The whole unit should be sleek, silent easy to move having easy access; Two skin probes should be included with each unit; X-ray casette tray should be included and facilitate portable x-ray procedure; Tilting bed should be smoothly done by dial.Power supply: 220V-230V, Power cord of round 3 pin type plug top, Suitable stabilizer. | Set
General Consumables | F &P REF OPT314: Optiflow junior neonatal prong (OPT314) | Set
| F &P REF PT101UK: Filter 2-pack AIRVO2 | Set
| F &P REF OPT012: Optiflow junior wigglepads OPT012 | Packet
| F &P REF OPT312: Optiflow junior preterm prong (OPT312) | Set
| F &P REF RT330: Optiflow junior preterm circuit (RT330 Optiflow tubing kit) | Set
| F &P: Optiflow junior disinfection circuit | Set
| Incentive spirometer (for Lung exercise) pediatric and adult use 3 chamber of pf 600, 900 and 1200 cc/sec inhaling volume, three coloured balls for easier indentification of inhaled capacity | Set
| Paediatric double-lumen central venous catheter: Radiopaque central venous polyurethane catheter for injecting or infusing different solutions and/or medications simultaneously; centimetre markings from 5 to 12 cm; Tray presentation containing: 1 double-lumen catheter; 1 introducer needle (Ext. Ø 0.8 mm  21G -Length 40 mm); 1 short I.V. cannula 22G -Length 25 mm; 1 J or straight guidewire (Length 40 cm -Ø 0.46 mm) 4,5Fr; 2 dilators (length: 38 mm and 62 mm); 1 secondary fixation wing; 2 injection caps; 1 scalpel; 1 5 ml syringe. | Set
| Paediatric double-lumen central venous catheter: Radiopaque central venous polyurethane catheter for injecting or infusing different solutions and/or medications simultaneously; Tray presentation containing; 1 double-lumen catheter (3Fr) with centimetre markings from 4 cm from distal tip; 1 short I.V. cannula 24G - Length 19 mm; 1 introducer needle 22G - Length 40 mm | Set
| Intraosseous infusion needle, 16 gauge | Piece
| Intravenous line filter (bacterial) 0.2 micro supor, filters bacteria and particles, luer lock connector, latex free port for supplement medication, effective air ventilation regardless of position | Set
| Steri-strip antimicrobial skin closures | Piece
| Sterile Skin cleansing alcohol preparation (webcol) saturated with 70% isopropyal alcohol | Pkt
| Umbilical catheters 5 F | Piece
| Octopus is a polyurethane multi-lumen (two) extension tube for I.V. catheters, transparent and with low priming volume. Priming volume (0.3 to 0.5 ml) with non-return valve. Length 10 cm, internal diameter 1 mm and external diameter 2 mm. | Pkt
| Sterile IV water bottle (one litre) | Piece
| Single channel disposable sensor kit (20) part no M1567A for MP60 Philips CP monitor | Set
| IV extension lines internal diameter 1mm, length 30 cm | Piece
| IV extension lines internal diameter 1mm, length 100 cm | Piece
| ECG paper compatible with Philips CP Monitor MP60 & Mx600 (40477A) | Piece
| Spare nebuliser chamber with tubings and pediatric mask | Set
| Meconium aspirator (Pengiun Type) | Piece
| Filter paper for ventilator humidifier compatible with Drager | Piece
| Filter paper for ventilator humidifier compatible with Mindray | Piece
| Heparinized insulin 1 ml syringe for ABG without needle | Piece
| EZ intraosseous needle size 15 mm needle | Set
| Atom CPAP Nasal Canula,SS | Piece
| Atom CPAP Nasal Canula, L | Piece
| Atom CPAP Nasal Canula, S | Piece
| Disposable Paediatric ECG chest electrode(FOAM): Application : Paediatric; Shape: Teardrop ,Backing : Foam Gel : Solid Gel or Wet Gel; Sensor : Low impedance Ag/Agcl sensor: Size: 27mm | Piece
| Coban elastic self-adherent wrap tape | Piece
| EZ intraosseous needle size 25 mm needle | Set
| Microdrip Set with burrete | Piece
| Vaccu suck. Crown tip-Yankaur suction set. Tube length 2.5 meter. | Pkt
| Central peripherial line (PICC), neonate | Set
| EZ intraosseous Connector | Pkt
| EZ intraosseous needle stablizer | Pkt
| Disposable ECG leads for neonate compatible for Philips CP monitor MP60/MX600 latex free product code:13953D | Piece
| Bubble CPAP system starter kits | Set
| Extra-Spike® Plus:  Withdrawal cannula for multiple withdrawal from stock bottles and for supplementary injections, safe and handy;  Slim, short spike for easy piercing of stronger stoppers;  Easy opening and closing with one hand by grip plate centrally arranged to spike with integrated, tight snap with colour code;  Easy withdrawal and supplementary injection, reliable protection against microbial contamination by integrated airvent filter;  Luer lock-connector. | Piece
| IV extension lines internal diameter 1 mm, length 50 cm | Piece
| IV extension lines internal diameter 1mm, length 11 cm | Piece
| Intraosseous infusion needle, 18 gauge | Piece
| Treacheal suction Set (specimen collection for sampling of secretions from tracheobronchial tree, transparent container) | Piece
| Umbilical catheters 3.5 F | Piece
| Self adhesive urine sample bag - Pediatric | Piece
| Central peripherial line (PICC), pediatric 22G | Set
| Atom CPAP Nasal Canula,M | Piece
Neonatal Consumables | Neonatal extension tubes with filters liquid infusion lines | Box
| X-ray gonad shields for preterm and neonate | Box
| Neonatal liquid filters | Box
| Sterilised endotracheal tube adaptor with lure lock side port for use with surfactant for ET size 2.0-4.0 | Box
| Sterilised prepacked Cap/bonnet for neonate | Box
| Extrathin CGF dressing 10cm | Box
| Sterilised prepacked umbilical tape for umbilical catheterisation | Box
| Coban 3M 1inch | Box
| Tegaderm 1 1/2 inch | Box
| Anti UV lure lock infusion lines (Lectroguard) | Box
| Double lumen umbilical catheter 4Fr and 5fr | Box
| Double lumen octopus with auto flush and non-return valves | Box
| Triple lumen octopus with auto flush and non-return valves | Box
| Sterilised prepacked Cap/bonnet for preterm | Box
| Phototherapy eye shields for preterm and neonate | Box

## Pharmacy
Category | Item Name | Pack Size
Consumables | Cytotoxic Drugs spill kit: Gown with cuffs and back closure (should be water impermeable fabric). Pair of gloves (specially designed for protection). Pair of goggles. Pair of shoe covers (disposable). Mask (disposable). Mask (N-95), Absorbable towel, disposable sponges, puncture-proof, leak proof container, container of desiccant powder or granules to absorb wet contents, disposable dust pan, plastic scraper. | Set
| Dispensing Envelope , Transparent: LDPE; Size: 10 x 15cm; Thickness: 0.05mm; Self-sealing with minigrip type zip lock, Moisture resistant closure; With three white write-on horizontal stripes, clearly and cleanly printed on one side of the sachet | 1000/Pkt
| Vinyl gloves, Non-sterile, Powder free, Smooth touch, Food service grade, Disposable, Colour: Blue, Medium size | 100/Pkt
| Vinyl gloves, Non-sterile, Powder free, Smooth touch, Food service grade, Disposable, Colour: Blue, Small size | 100/Pkt
| Bottle for dispensing extemporaneous preparations Amber colour PET bottles with child resistant screw cap and 100 ml capacity. | Piece
| Vinyl gloves, Non-sterile, Powder free, Smooth touch, Food service grade, Disposable, Colour: Blue, Large size | 100/Pkt
| Medicine Dispensing Envelope: Material: transparent plastic LDPE; Size: 10 x 12cm; Thickness: 0.04 - 0.15 mm; Sealing and Handle: Re-closable Zipper Top; Labelling: Three white strips for labelling; Feature: Moisture proof | 1000/Pkt
| PET bottle, Amber colour with child resistant screw cap, 100mL | Piece
| Dispensing Envelope: Dark-brown coloured, LDPE, Size: 10 x 15cm, Thickness: 0.05mm, Self-sealing with minigrip type zip lock, Moisture resistant closure, With three white write-on horizontal stripes, clearly and cleanly printed on one side of the sachet | 1000/Pkt
| Label paper for Label Printer | Piece
Equipment | Label printer | Piece
| Hot air oven: Capacity: 90-100L; 2-4 shelves; Temperature range: 50-250АC +/-2АC; Mineral wool insulation; Thermostat; Type: forced convection system; Digital temperature controller with indicator; Power supply: 220-230V AC, 50-60Hz | Set
| Pharmacy Refrigerator: Temperature range display: +2° C to +8° C LED display should be easy to read for precise control. Capacity, Shelves & Doors: 350-500 ltrs, 5 shelves and 2-4 doors with adjustable wire shelves and sliding wire baskets, doors should be transparent. Dimension and design: As per capacity and design with chip and rust resistant paint finish and should be easy to clean and 100% stainless steel. Alarm & safety device: Both high and low temperature alarm, refrigerator or heating system should shut off if temperature drops below 2° C or rise above 20° C with keyed door lock. Power supply: 220V-230V,50Hz, Power cord of round 3 pin type plug top. Suitable voltage stabilizer. . Certification: CE certification with minimum of 1 year warranty. | Piece
| Pharmacy shelve; Dimension-080x1000x330mm 5shelves with adjustable feet Unit should be assembled with the minimum requirement of tools Shelving config are easily adjusted to suit stocking requirements Ticket railing to allow clear product identification label | Set
| Tablet counting unit, semi-automatic, benchtop: Count coated and uncoated tablets, hard and soft gelatine capsules; Digitally controlled count adjustment; Accurate counting and dispensing (100%) with excellent repeatability; Throughput: minimum of 15 tablets/sec; Able to count product of dimension 3-20mm diameter and 2.5-20mm thickness; Quiet operation (Noise level < 80dBA); All product contact parts made of SS 316 or better; Alert when an object <25% the size of the tablet/capsule is detected; Power Supply : 230V ± 6% , 50 Hz ± 1 %; Power cord with 3 round pin top. | Set
| Digital Hygro-thermometer: displays temperature and relative humidity; wall mountable; Temperature range: -10 to 60°C; Humidity range: 10% to 99% | Piece
| Ointment Blender | Piece
| Autoclave | Set
| Spatula: Size:30 x 3.8cm; Material: Stainless Steel + Wooden handle | Piece
| Laminor work flow bench | Set
| Ceramic Mortar and pestle : size 10 inch: Material: Ceramic, Colour: white | Set
| Ceramic Mortar and pestle : size 4 inch: Material Ceramic, colour: white | Set
| Conical funnel | Piece
| Hygro-thermometer, Digital Plastic; Large, easily readable LCD display; Temperature range: -10-60КC; +10% to 99%RH; Accuracy: Temp: +/- 1КC, Humidity: +/- 5% RH; Display resolution: Temp: 0.1КC, Humidity: 1%RH; Battery: One 1.5 volt AAA; Wall mountable | Piece
| Ointment blender, SS: 300W powerful motor; SS dough hooks and beaters attachments; Speed controls with easy thumb; Capacity: 2-3L bowl capacity; Eject button for easy removal of attachments | Piece
| Pharmacy shelves, SS 40-50 High add on section including: One upright posts with 5 trims; Base decks for both sides; Pegboard backs for both sides; Base toe kicks/fronts; Assembly hardware and components | Set
| Hot air oven | Set
| Spatula, SS With wooden handle 30 x 3.8cm | Piece
| Wash Room Trolley SS | Piece
| Tablet counting machine: Portable table top automatic tablet counting machine; Counts coated and uncoated tablets, hard and soft gelatin capsules and dragees; Digitally controlled count adjustment; Accurate counting and dispensing (100%) with excellent repeatability | Set
| Pill counting tray: Size of the tray: 20 cm x 14.5 cm x 3.8 cm, material of the set: Plastic (ABS + PS), Material of spatula: Wooden handle + stainless steel | 1
| Spatula, ointment, metal 12 inch SS | Piece
| Weighing balance for extemporaneous compounding: Capacity: 120-300 grams, Sensitivity: 100 mg, Linearity: ± 0.1 g, Operation temperature range: -10° C to +40° C, Display: LCD, Calibration: Internal, Power supply: 220V-230V,50Hz, Power cord of round 3 pin type plug top. stainless steel weighing pan. | Set
| Digital weighing scale  500 mg to 5 kg for compounding | Each
| Conical funnel: 50ml-500ml, Material: Polypropylene. | Piece
| Pharmacy refrigerator, 400-500L Microprocessor control with LCD temperature display; Temperature range: +2 to +8 °C; Material: Plastics coated grid shelves, Steel housing door, Adjustable multilevel shelve; CFC free refrigerant; Frost-free / automatic defrost; Forced-air circulation structure; Alarm & safety device: both high and low temperature alarm. Operational Environmental conditions: Temperature (+5 to +40)°C, Relative Humidity ( 4 to < 90)%, Altitude( 200 to 3000 )m, Atmospheric Pressure(500 to 800)mmHg; Power Supply : 230V ± 6% , 50 Hz ± 1 %; Power cord with 3 round pin top and Appropriate voltage stabilizer. | Set
| Balance, analytical, 500mg-5kg; Resolution of 1 mg or greater; SS weighing pan; Internal calibration; With tare featured. Power Supply : 230V ± 6% , 50 Hz ± 1 %; Power cord with 3 round pin top. | Set
| Balance, analytical, electronic, 120-300g; Resolution of 0.1 mg or 0.01 mg; LCD display; Internal calibration; With tare feature. SS weighing pan; Power Supply : 230V ± 6% , 50 Hz ± 1 %; Power cord with 3 round pin top. | Set
| Pharmacy refrigerator, 800-1000L Microprocessor control with LCD temperature display; Temperature range: +2 to +8°C; Material: Plastics coated grid shelves, Steel housing door, Adjustable multilevel shelve; CFC free refrigerant; Frost-free / automatic defrost; Forced-air circulation structure; Alarm & safety device: both high and low temperature alarm; Operational Environmental conditions: Temperature (+5 to +40)°C, Relative Humidity ( 4 to < 90)%, Altitude( 200 to 3000 )m, Atmospheric Pressure(500 to 800)mmHg; Power Supply : 230V ± 6% , 50 Hz ± 1 %; Power cord with 3 round pin top and Appropriate voltage stabilizer. | Set
Instruments | Beaker, Glass 250mL | Piece
| Beaker, Glass 500mL | Piece
| Mortar and pestle White ceramic, 10 inch. | Set
| Mortar and pestle White ceramic 4inch | Set
| Pill counter tray with chute cover, Plastic (ABS) tray and spatula (SS ) | Set
| Mortar and pestle White ceramic, 6 inch. | Set

## Physiotherapy
Category | Item Name | Pack Size
Accessories | Attendant-propelled mobile toilet and shower chair: Fixed backrest with push-handles; Seat with aperture; Removeable collection bucket (pan); Removable armrests; Height-adjustable, flip-up or removable footrests; Four swivel castors (at least two lockable); or two rear wheels and two front castors; Sizes to fit children and adults Bariatric range for users over 120 kg; May include commode with tilt-in-space option (minimum 0–35 °); height- adjustable headrest; or pelvis or trunk straps and supports. | Set
| Mirror therapy box: Collapsible and adjustable mirror angle(65-90 degrees). Visible shatter-proof mirror area measures 8" x 13.4" (20 x 34cm). | Piece
| Seating pressure mapping system: A pressure mapping device is a pad with in-built sensors that is placed underneath a person, usually on a wheelchair cushion, to measure downward pressure. pressure range;0 - 5 PSI, grid size; 32x32 cm. max sensing area;17x20 inches, sensing points;1024. scan speed; upto 100Hz. spatial resolution; 0.5-1cm. | Set
| Transfer frame: for standing, sitting, turning, and transferring. Strong aluminum frame; cross bar handle in the front for the user to hold on; Curved /bent caregiver handle at the top; High seat with opening provision for patient accessibility into the frame; Padded knee support in the lower front; four-wheeled strong and sturdy castors with strong brake system; capacity from 130-180 Kgs; Chassis length: 70-90 cm; total height 100-110 cm; total length: 85-95 cm. | Set
| High frequency chest wall oscillator (HFCWO) with vest having percussive, vibratory and drainage purpose with frequency of 50-60 Hz. large(54x57cm) | Set
| High frequency chest wall oscillator (HFCWO) with vest having percussive, vibratory and drainage purpose with frequency of 50-60 Hz. small(40x45cm) | Set
| High frequency chest wall oscillator (HFCWO) with vest having percussive, vibratory and drainage purpose with frequency of 50-60 Hz. medium(45x55cm) | Set
| Exercise skate, Arm muscle: Foam padded wooden platform with four ball casters and Velcro straps | Piece
| Heat gun, Electric: Free standing, light weight for use with all types of thermoplastic with 2 hot air settings 300-500°C; Power Supply : 230V ± 6% , 50 Hz ± 1 %; Power cord with 3 round pin top | Piece
| Balance ball: Exercise half ball for balance training with detachable resistance bands and ball Pump, Inflatable, non-slip base & anti-skid texture, Wear-resistant, Dimensions; length; 20-25 inches, width;20-25inches, height; 8-10inches. Max. weight capacity; 150kgs | Set
| RNDA toolkit: for rapid neurodevelopmental assessment: The set must contain the following tools under each category. A) Vision - 1. Torchj, 2. Wolly ball (12.5 cm daimeter), 3. Red ball (6.5 cm), 4. A small jar of homeopathic pill, 5. Green colored cloth (70x42 cm), 6. Yellow cloth (10x10cm). B) Hearing - 1. Soft rattle toy, 2. Bell, 3. Sittring doll with complete body parts, 4. Six different pictures (10x10cm each of common and child-familiar pictures such as animals, houses, or balls - 6 different pictures). C) Cognition - 1. Common usable objects such as a big spoon, small spoon, big comb, small comb, cup, glass, kid-size shoes, socks, 2 different sizes tooth bruses. 2. One inch red cubes of 10 numbers, 3. 16 numbers of one inch cubes of 4 different colours (4 red, 4 blue, 4 green, and 4 yellow cubes) 4. Shapes sorting board - circle, triangle, and square. 5. Pictures (10 different pictures that are common and child-familiar in a single sheet), 6. Toys (plastic jug, cup, spoon, car). 6. FIne motor - 1. One inch bored container equivalent to 60 ml bottle, 2. Half inch bored container equivalent to 60ml bottle. 3. One tennis ball, 4. One packet of crayons, 5.Lacing beads - different shapes of 10 beads, 7. Screwing bottle (a bottle with a screwing cap), 8. Peg board (6 holes rectangular peg board with 6 cylindrical pegs). 7. Gross motor - 1. Ball (volleyball size) one, 2. 18 inch height table (70x42cm). All items must be safe and non-toxic for use by the children. The toolkit must be supplied in a suitcase or a bag and all items must have separate package inside the box. | Set
| Incremental weight cuff: A set of pair of each 10 incremental weight cuffs secured with strong velcro-strap fastner; Weight series: 0.5kg, 1kg, 1.5kg, 2kg, 2.5kg, 3kg, 3.5kg, 4kg, 4.5kg, 5kg; Packed in strong synthetic or aluminium box and cushion flaps | Set
| Goniometer, Universal standard, 360°, Material: Plastic/metal, transparent; Display: Analogue | piece
| Patient transfer aid: Foot operated width-adjustable chassis; Quick adjustment seat panels with twist and knee pads with integrated hand holds; Offer elevated independent mobility to patients; Low clearance chassis and casters to slide smoothly | set
| Music glove hand therapy for PC/MAC: Left and right orientation; Sizes: Small (13-17mm), Medium (17-21mm) and Large (20-25mm) gloves; With data cable and headphones | Set
| Body weight support system: with one therapist seat; Accommodate patients from paediatric to when standing over a treadmill with 7inch step-up; Accommodates treadmill; User capacity: 100 to 150kg; Rechargeable 24V battery; Battery automatically charges when system is plugged in | set
| Calipers, Metal, Digital/analog display | piece
| Goniometer, Finger: Material, Metal: Display, Analogue | Piece
| Double curve shoulder arc, Aluminium: Contains 24 movable tabs, Size: 3 x 36inch | set
| Dynamometer, Handheld | piece
| Physiotherapy instruments | Section Header
| Frame, Gait training: Steel/aluminium frame, carpet surface | set
| Rehabilitation device, Hand, Steel frame | set
| Frame, Standing, Rehabilitation: Steel frame | set
| Inclinometer | piece
| Mirror therapy box: 1cm mirror, Foldable | set
| Wrist and ankle weight cuff: Iron pellets filled double sewn cuff with long straps; Sizes:1.5kg, 2.5kg, 3kg | set
| Pedal exerciser, Folding: LCD screen display (time, speed, distance, rotation per minute), Pedal strap to adjust two positions | set
| Rehabilitation system, Arm | set
| Therapeutic mirror with wheels and swivel casters and safety backing | Set
| Therapeutic exercise ball Green Dia. 20-100cm with inflation valve plug remover | Piece
| Therapeutic exercise ball, Blue Dia. 20-100cm with inflation valve plug remover | Piece
| Mat platform Ultra-strong frame work; Uniframe base and top construction; Height adjustment, electrically adjustable with a hand switch from 50-100cm; Mat platform: foam padded, Size 120-150 x 210-250cm; Weight capacity 120-150kgs | Set
| Air splints: Durable PVC sheeting with an inner layer; Consisting of 1) Long arm: Single chamber, 80cm length, 21cm width; 2) Half arm: Single chamber, 53cm length, 21cm width; 3) Elbow: Single chamber, 41cm length, 21cm width; 4) Hand and wrist: Double chamber, 31cm length, 23cm width; 5) Leg: double chamber, 70cm length, 23cm; 6) Foot: single chamber(boot style). Must be supplied in 2 sets of six items listed above. | Set
| Air splints: Durable PVC sheeting with an inner layer; Consisting of Long arm: Single chamber, 80cm length, 21cm width; Half arm: Single chamber, 53cm length, 21cm width; Elbow: Single chamber, 41cm length, 21cm width; Hand and wrist: Double chamber, 31cm length, 21cm width; | set
| Kettle bell weights: A set of pair of each incremental kettle bell weights from 0.5kg to 5kg with 0.5kg weight increment (0.5kg, 1kg, 1.5kg, 2kg, 2.5kg, 3kg, 3.5kg, 4kg, 4.5kg, 5kg); Smooth and no sharp edges; With secured and sturdy rack; Rubber coated finish | Set
| Therapeutic exercise ball, Orange Dia. 20-100cm with inflation valve plug remover | Piece
| Compact shoulder wheel, Wall mounting unit; Fitted with calibrated sensitive resistance mechanism; Resistance controllable from zero to max. by tightening the strap; A 360 deg. scale on the drum to measure and record the degree of revolution from either direction; Adjustment bars, SS/Chrome; with wall fixing bolts; Adjustable handle from axis of rotation | Piece
| Peanut therapeutic exercise ball Diameter 40-80cm | Piece
| Pressure map: to assess pressure distribution properties of surfaces used for prevention of pressure ulcer | piece
| Therapeutic exercise ball, Red Dia. 20-100cm with inflation valve plug remover | Piece
| Therapeutic exercise ball, Yellow Dia. 20-100cm with inflation valve plug remover | Piece
| Shape sorting cube with 12 multi-colour wood blocks/pieces; Dimension: 5.5 x 5.5 x 5.5inch | Set
| Dumbbell, SS with weight of 0.5kg, 1kg, 1.5kg, 2kg, 2.5kg, 3kg, 3.5kg, 4kg, 4.5kg, 5kg (one pair each) in a set with stand frame | Set
| Therapy stool, Without back rest, Padded seat stool of 12-15inch dia.; 2-3inch foam pad; Cleanable seat pad; Height adjustable, 15-21inch; Five sturdy pivot casters that can freely rotate 360 degrees; Weight capacity 150Kg | Piece
| In-exsufflator: Mechanical insufflator/exsufflator; Should produce expiratory airflow >160L/min; Automatic and manual mode; LCD display; Power Supply : 230V ± 6% , 50 Hz ± 1 % with DC options 12V; Power cord with 3 round pin top | Set
| Adaptive sitting chair: Small rear wheels in combination with carry handle and tow-strap; Light and easy to transport; Tray; Tilt in space; Lateral support pads; Abductor; Positioning straps; Headrest; Seat width adjustable: 5.5 - 9.4; Seat depth adjustable: 6.3 - 10.6; Back height adjustable: 10.2 - 13.6; Distance between trunk side pads adjustable: 4.7 - 7.1; Knee separator pad dimensions: 25 - 110mm; Headrest height adjustable: 12.2 - 16.5; A basic tool kit and assembly manual | Set
| Adaptive Device | Section Header
| Pedal exerciser, Foldable: LCD screen display (time, speed, distance, rotation per minute), Pedal strap to adjust two positions. Adjustable tension knob to control the level of resistance and workout intensity. | Set
| Calipers: 0-200mm, metal, digital/analog display. | Piece
| Air pump, Two way: Manually operated pump; with on up and down strokes | Piece
| ARAT Kit: tool for administering Action Reach Arm Test. Should consists of items viz. Long & short dowels with threaded rod, Long & short stainless steel tubing, Plank with threaded receivers, Marble, Cricket ball, Stainless steel can, 2 Ball bearings, Threaded rods for tubes, 4 Wood blocks: 4″, 3″, 2″, 1″, Washer, Sharpening Stone, 2 Plastic cups, Velvet, storage bag. | Set
| Replacement Cellex Medium: fine sterilized particles medium for Fluidotherapy machine, supplied in container or pack of 5 Kg. | 5kgs/Pkt
| Rehabilitation corner steps; incline/decline platforms with nonslip coverings; 4 steps up 15cm height; 3 steps down 20cm height; nonslip ramps with adjustable height of the handrails (40-90cm). | Unit
| Finger Goniometer: stainless steel, measures in 5 degrees increment, analogue display. | Piece
| Marine shoulder wheel: 100cm diameter wheel that has 360 degree rotation about an axis; has provision of height adjustment of the marine wheel and the hand lever; fitted with calibrated sensitive resistance mechanism controllable from zero to maximum. Arc of motion variable from 30cm to 80cm diameter. Wheel is mounted on the strong base or support that can be mounted on a wall. | Unit
Consumables | Back supports
| Wheelchair, Postural support and manual mobility, Paediatric (Intermediate), Seat width: 5.3-13"; Seat depth: 11.6-16.9": Three wheels; Rigid 3 wheel frame design with supportive seating system highly adjustable and removable rear wheels; Clip off supportive seating system; Adjustable backrest height and angle; Adjustable headrest; Side trunk and pelvic supports; Adjustable tilting seating system; Abductor (knee separator); Removable footrests and independent height and tilt adjustment; Tipping prevention; Adjustable pelvic strap, chest strap, calf strap and ankle strap; Removable tray; Tire repair kit; Basic tool kit; Adjustable seat depths 7.5-13", 11.6-16.9"; Back height 15.7-22.4" and 15.7-22.4"; Back angle 80-105º; Daily tilt angles 4 positions: 0 (vertical), 5, 10 and 15 & plus degree options, quick and easy to adjust without any hand tools; Footrest height 6.3-16.5"; Rear wheel with 36 spoke aluminum rims; Safe and balanced adjustable rear wheel axle; Distance between trunk side pads 6.7-15.7"; Trunk side pads height 7.1-14.8"; Headrest adjustability, Contoured headrest with removable, washable cotton cover; Adjustable headrest height and depth; Height 14.6-27.2" and Headrest position with forward/backward adjustment: 2.4"; Weight capacity: 50-75Kg | Set
| Wheelchair, Postural support and manual mobility, Paediatric (Intermediate), Seat width: 6.5-11.8inch; Seat depth: 11.6-16.9inch: Three wheels; Rigid 3 wheel frame design with supportive seating system highly adjustable and removable rear wheels; Clip off supportive seating system; Adjustable backrest height and angle; Adjustable headrest; Side trunk and pelvic supports; Adjustable tilting seating system; Abductor (knee separator); Removable footrests and independent height and tilt adjustment; Tipping prevention; Adjustable pelvic strap, chest strap, calf strap and ankle strap; Removable tray; Tire repair kit; Basic tool kit; Adjustable seat depths 7.5-13 inches, 11.6-16.9 inches; Back height 15.7-22.4 inches and 15.7-22.4 inches; Back angle 80-105º; Daily tilt angles 4 positions: 0 (vertical), 5, 10 and 15 & plus degree options, quick and easy to adjust without any hand tools; Footrest height 6.3-16.5 inches; Rear wheel with 36 spoke aluminum rims; Safe and balanced adjustable rear wheel axle; Distance between trunk side pads 6.7-15.7 inches; Trunk side pads height 7.1-14.8 inches; Headrest adjustability, Contoured headrest with removable, washable cotton cover; Adjustable headrest height and depth; Height 14.6-27.2inch and Headrest position with forward/backward adjustment: 2.4inch; Weight capacity: 50-75Kg | Set
| Stockinette, flexible, width 6cm, length 10m | Roll
| Crepe bandage: plain weave fabric in one continuous length containing no joints; having a high elasticity in the wrap direction. Stretch and recovery-The fully-stretched length of the bandage shall be not less than 1.5 times unstretched length; Packing- individually wrapped with paper or polythene with crepe bandage clip/s; allows skin breathing/ ventilation. Reusable- size- 15cm x 4m(stretched length). | Roll
| Tilt-in-Space Wheelchair: (Adult) The chair must effectively redistribute pressure from the patient's posterior to the back. The center of gravity must shift while keeping the knees and hips at a constant 90 degree angle. The chair must be ideal for individuals who are unable to sit in a standard wheelchair for prolonged periods of time due to muscular distrophy or Stroke and other similar neuromuscular conditions. Size - width 16". Must be supplied with accessories, tools, kits, and assembly manual. | Set
| Modification kit for 4-wheel postural support and manual moblity wheelchair: L bracket (2 pcs); Offset bracket (2 pcs); Postural support pads (2 pcs); 6 pieces of foam in three densities ( 2 pcs each of Chip foam, soft foam, and EVA firm foam) | Set
| Postural support device A modular seating unit system that can be mounted on universal wheelchair of different sizes and types, easy to customize, cut-to-size seat depth and backrest height, quick release system; Modular tray support for added arm support and activities; Headrest assembly: Contoured moulded headrest pad in two sizes; Steel brackets and fasteners for mounting and adjustment; Lateral support assembly: Moulded polyurethane lateral support pad in two sizes; Steel bracket, fasteners and tube clamp for mounting and adjustment; Abductor assembly: Moulded polyurethane pads in two sizes; Steel brackets, fasteners and abductor retainer; Two point pelvic belt, four point pelvic belt, Six point shoulder strap/chest strap combination, Six point trunk strap, and Foot straps; Seating unit, size/seat width range 12inch, 14inch, 16inch, 18inch; Seat depth 16-18inch; Back rest height from 18inch, 20inch, 22inch, 24inch | Set
Hot packs
| Chest Binder: binder belt to support chest after chest and thoric surgeries. Made of strong and elastic fabrics with straps and fasteners. Size: Medium 34-40inch. | Piece
| stockinette, flexible; width 10cm, length 10m | Roll
Adjustable posture support wheelchairs
| Cohesive bandage, flexible and self-adhesive (will not stick to skin, only to itself) bandage, sweat and water resistant. Easy tear for convenient & fast application, multiple colours. Sizes: width: 2.5cm, Length: 4m. | Roll
| Tilt-in-Space Wheelchair: (Adult) The chair must effectively redistribute pressure from the patient's posterior to the back. The center of gravity must shift while keeping the knees and hips at a constant 90 degree angle. The chair must be ideal for individuals who are unable to sit in a standard wheelchair for prolonged periods of time due to muscular distrophy or Stroke and other similar neuromuscular conditions. Size - width 20-22". Must be supplied with accessories, tools, kits, and assembly manual. | Set
Adjustable axillary crutches
Adjustable platforms
Adjustable posterior walker
| Accupunture/dry needles, 0.25 x 75mm with guide tube for each needle. Type: Fine needle, sterilized; Disposable | 100/pkt
| Accupunture/dry needles, 0.25 x 25mm with guide tube for each needle. Type: Fine needle, sterilized; Disposable | 100/pkt
Cardio-pulmonary physiotherapy devices
| Arm sling, Pouch with ring and straps around the neck support and stabilization of shoulder joint, Size 30-34cm Medium | Piece
| Chest Binder: binder belt to support chest after chest and thoric surgeries. Made of strong and elastic fabrics with straps and fasteners. Size: Extra Large 46-52 inch | Piece
| Hand therapy accessories | Section Header
| Walkers, Adjustable | No
| Cold pack with cover, Reusable; Containing freezable silica gel, hydroxyethyl cellulose, or polymer; Size: 11-13 x 20-22 | Piece
| Cold pack with cover, Reusable; Containing freezable silica gel, hydroxyethyl cellulose, or polymer; Size: 9 -11 x 13-15inch | Piece
| Hinged Knee Braces: designed to stabilize the knee complex and allow full or limited knee range of motion in either direction. Large (Knee Circumference: 16-18 inches) | Pairs
| Ankle support/brace: to help stabilize the subtalar and talocrural joints. Bilateral construction (fits left or right foot), Medium | Piece
| Hinged Knee Braces: designed to stabilize the knee complex and allow full or limited knee range of motion in either direction. Medium (Knee Circumference: 14-16 inches) | Pairs
| Four wheels wheelchair, Manual (Basic, Heavy duty), Seat width: 18.5inch: Seat depths: Adjustable to 14inch, 16inch, 18inch; Seat angle (tilt): 5-12 degrees; Back height: adjustable at 14inch, 16inch, 18inch; Foot rest height: adjustable at 12-7inch; (Upper) back support angle: adjustable at/or 8-10 degrees; Wheel camber: 3 degrees; Adjustable rear wheel axle position: multiple; Caster size: 4.5 x 3; Seat sag: Max. 2cm; Back sag: 1cm; Push rim clearance: 2cm; Overall width open: 21.5-28.5inch; Overall length: 38-42inch; Weight capacity: 100Kg; User propelled; Long wheelbase; Cross folding frame with seat upholstery (removable & washable) and tension adjustable straps; Back support/upholstery (removable & washable) and tension adjustable straps; Push handle, Low profile armrest, Foot support, Pressure-relief Cushion with waterproof, thin and stretchy cushion cover (washable); 2 large rear wheels with pneumatic tyres, 2 small front casters, and removable & length-adjustable anti-tip levers; Push rims attached to the rear wheels; Strong and bushed brakes with adjustable toggle mechanism; Accessories: Necessary tools for assembly and user maintenance with each unit; A pressure relief cushion with specified cushion cover. | Set
| Cold pack with cover, Reusable; Containing freezable silica gel, hydroxyethyl cellulose, or polymer; Size: 15-20inch | Piece
| Accupunture/dry needles, 0.30 x 50mm with guide tube for each needle. Type: Fine needle, sterilized; Disposable | 100/pkt
| Incentive Spirometer, Incentive Capacity: 500-4000mL; Latex and DNR free | Piece
| Cervical collar, Soft High density polyurethane foam cover with cotton stockinette, plastic bushes and velcro closures, Neck circumference 34-38cm, Medium | Piece
| Back support with back splint; Wide belt (Lumbo-sacral); Well ventilated; Adjustable straps, Size 100cm | Piece
| Bottom layer foam with protective covering; High density compressed (reconstituted flexible PU) foam 1300; Hardness factor 52 - 63; Density 130+10% kg/m3. Size: Width 60-100cm; Length 180-200cm; Height 5cm | Sheet
| Offset quad cane; Height 26inch-37inch adjustable in 1inch increment; Offset handle with a handgrip; Quad base tip; Quad base size 6inch-8inch; Safe and strong with steel tubing; Non-slip and flexibile rubber tip/shoe; Weight capacity upto 150kg | Piece
| Cervical collar, Soft High density polyurethane foam cover with cotton stockinette, plastic bushes and velcro closures, Neck circumference 30-34cm, Small | Piece
| Top layer foam with protective covering; High density foam 36/20; Hardness factor 18-21.6; Density range 32.1-40kg/m3; Size: Width 60-100cm; Length 180-200cm; Height 5-10cm | Sheet
| Respiratory muscle trainer Consisting of different sized apertures with 6 Inspiratory, 5 Expiratory settings | Set
| Oscillatory/Vibratory PEP therapy device: consisting of mouth piece supplied with T-piece and face mask; Has a set of color coded resistors. | Set
| Acapella vibratory PEP devices: Green: Acapella DH is recommended for patients able to maintain an expiratory flow of 15 liters per minute or greater for 3 seconds. Blue: Acapella DM is recommended for patients capable of less than 15 liters per minute for 3 seconds. Must be supplied in set of Green and Blue color. | Piece
| Postural support device, Seat width, 14inch: Seat depth 16-18inch; Back rest height from 20inch; A modular seating unit system that can be mounted on universal wheelchair of different sizes and types, easy to customize, cut-to-size seat depth and backrest height, quick release system; Modular tray support for added arm support and activities; Headrest assembly: Contoured moulded headrest pad in two sizes; Steel brackets and fasteners for mounting and adjustment; Lateral support assembly: Moulded polyurethane lateral support pad in two sizes; Steel bracket, fasteners and tube clamp for mounting and adjustment; Abductor assembly: Moulded polyurethane pads in two sizes; Steel brackets, fasteners and abductor retainer; Two point pelvic belt, four point pelvic belt, Six point shoulder strap/chest strap combination, Six point trunk strap, and foot straps | Set
Wrist braces
| Walking boot, Large adult: To immobilize, support, and protect the ankle and foot; Rocker bottom and cushioned sole for shock absorption; Wide footbed and deluxe liner for a comfortable fit; Lightweight yet durable construction | Piece
| Gutter Splint/Gaiter: Pediatric | Piece
| Gutter Splint/Gaiter: Small | Piece
| Gutter Splint/Gaiter: Medium | Piece
| Hot Pack Standard size Pack with cover(It should be compatible for Hot Pack Machine) | Piece
| Hot Pack Oversize Pack with cover (It should be compatible for Hot Pack Machine) | Piece
| Electric muscle stimulator Electrodes - small (It should be compatible for Electric Muscle Stimulator machine) | Piece
| Electric muscle stimulator Electrodes - medium (It should be compatible for Electric Muscle Stimulator machine) | Piece
| Cold pack Oversize with cover (It should be compatible for Cold pack machine). | Piece
| Cold pack 23 inch neck contour with cover(It should be compatible for Cold pack machine) | Piece
| Exercise Band: Natural rubber latex resistive exerciser, color-coded levels of progressive resistance. Size: 15 cmx5.5 m long (Blue: Extra Heavy) | Piece
| Pressure relief cushion, Wheelchair, Adult and Paediatrics | Section Header
| Pressure redistribution cushion, Wheelchair, Rigid seats: Contoured cushion with or separate top layer; Overall height approx. 50-70mm; Allow moderate or partial offloading or immersion and envelopment 35-45mm; Flat base for wheelchairs with rigid seats; Postural-support options for thighs, such as wedge or inside or outside thigh supports, either as separate supports or integrated into cushion; Seat width range in 25-50mm incremental or adjustable; Width range: 2 sets of 12, 14, 16, 18, and 20inch; With a water-resistant cover or lining | 10/pkt
| Self adhesive electrode pad for TENS and interferential machine | Pkt
| Adjustable Platform Crutch (Aluminum) - Medium | Pair
| Adjustable Platform Crutch (Aluminum) - Small | Pair
| Exercise Band: Natural rubber latex resistive exerciser, color-coded levels of progressive resistance. Size: 15 cmx5.5 m long (Green: Heavy) | Piece
| Exercise Band: Natural rubber latex resistive exerciser, color-coded levels of progressive resistance. Size: 15 cmx5.5 m long (Yellow: Light) | Piece
| Interferential Machine Electrodes cover- small (It should be compatible for Interferential machine) | Piece
| Interferential Machine Electrodes cover  medium (It should be compatible for Interferential machine) | Piece
| Interferential Machine Electrodes - small (It should be compatible for Interferential machine) | Piece
| Commode/Shower Wheelchair: Self-propelled mobile toilet and shower chair: Fixed backrest with push-handles; Seat with aperture; Removeable collection receptacle (pan); Removable armrests; Height-adjustable, flip-up or removable footrests; Two rear wheels with brakes and two front castors; Sizes to fit children and adults; Bariatric range for users over 120 kg; May include commode with tilt-in-space option (minimum 0–35 °); height- adjustable headrest; or pelvis or trunk straps and supports. Accessories: Assembly and repair tools; assembly manual. | Set
| Interferential Machine Electrodes - medium (It should be compatible for Interferential machine) | Piece
| Wheelchair, Postural support and manual mobility, Paediatric (Intermediate), Seat width: 5-13"; Seat depth: 11-17": Three wheels; Rigid 3 wheel frame design with supportive seating system highly adjustable and removable rear wheels; Clip off supportive seating system; Adjustable backrest height (15-23") and angle (80-105º); Adjustable headrest; Side trunk and pelvic supports; Adjustable tilting seating system; Abductor (knee separator); Removable footrests and independent height and tilt adjustment; Tipping prevention; Adjustable pelvic strap, chest strap, calf strap and ankle strap; Removable tray; Tire repair kit; Basic tool kit; Daily tilt angles 4 positions: 0 (vertical), 5, 10 and 15 & plus degree options, quick and easy to adjust without any hand tools; Footrest height 6.3-16.5"; Rear wheel with safe and balanced adjustable axle; Distance between trunk side pads 6-16"; Trunk side pads height 7-15"; Contoured headrest with removable, washable cotton cover; Adjustable headrest height (14-28") and depth upto 3". Weight capacity: upto 75Kg. Must be supplied with accessories - Chassis basic tool kit and tire repair kit must include:1 Tire pump;1 Tool kit (user) bag; Allen keys and 2 Multi-function spanners. Assembly and user manual. | Set
Velcro
| Adjustable Platform Crutch (Aluminum) - Large | Pair
| Splinting material, 1%perforated. thickness: 3.2mm, Size 61 x 91cm. | Sheet
Splinting materials
| Back support with back splint; Wide belt (Lumbo-sacral); Well ventilated; Adjustable straps, 90cm | Piece
| Back support with back splint; Wide belt (Lumbo-sacral); Well ventilated; Adjustable straps, Size 105cm | Piece
| Transfer wheelchair: Four-wheel manual wheelchair for patient transport. Attendant or self propelled. Frame: crossfolding, strong and sturdy. Backrest: mild angled (6-10 degree) at one or two levels bend post, gripped push handles, brake control on the push handles (optional), strong waterproof and alcohol wipeable fabrics, 90 degree back to seat angle, standard back height. Seat: mild degree (4-8 degree) of seat angulation, strong waterproof and alcohol wipeable fabric seat surface. Arm rest: strong, padded and removal. Footrest: non-elevating hanger, detachable and/or swing away, adjustable footrest height, leg strap 4-5 cm fabric with velcro fastener, plastic or mild steel footrest plate. Rear wheels: standard or spoked rear wheels with strong semi-solid or pneumatic tyres, fixed or adjustable axle, smooth push rims. Front castors: strong swivel fork and study castors. Lock/brakes: strong and bushed brakes/wheel lock with adjustable toggle mechanism. Weight capacity upto 150 Kg. Accessories: necessary tools for assembly and user maintenance with each unit; A comfort seat-cushion with specified cushion cover; Seat belt. Size Seat width: 18 inches (Children). | Set
| Transfer wheelchair: Four-wheel manual wheelchair for patient transport. Attendant or self propelled. Frame: crossfolding, strong and sturdy. Backrest: mild angled (6-10 degree) at one or two levels bend post, gripped push handles, brake control on the push handles (optional), strong waterproof and alcohol wipeable fabrics, 90 degree back to seat angle, standard back height. Seat: mild degree (4-8 degree) of seat angulation, strong waterproof and alcohol wipeable fabric seat surface. Arm rest: strong, padded and removal. Footrest: non-elevating hanger, detachable and/or swing away, adjustable footrest height, leg strap 4-5 cm fabric with velcro fastener, plastic or mild steel footrest plate. Rear wheels: standard or spoked rear wheels with strong semi-solid or pneumatic tyres, fixed or adjustable axle, smooth push rims. Front castors: strong swivel fork and study castors. Lock/brakes: strong and bushed brakes/wheel lock with adjustable toggle mechanism. Weight capacity upto 100 Kg. Accessories: necessary tools for assembly and user maintenance with each unit; A comfort seat-cushion with specified cushion cover; Seat belt. Size Seat width: 12 inches (Children). | Set
| Transfer wheelchair: Four-wheel manual wheelchair for patient transport. Attendant or self propelled. Frame: crossfolding, strong and sturdy. Backrest: mild angled (6-10 degree) at one or two levels bend post, gripped push handles, brake control on the push handles (optional), strong waterproof and alcohol wipeable fabrics, 90 degree back to seat angle, standard back height. Seat: mild degree (4-8 degree) of seat angulation, strong waterproof and alcohol wipeable fabric seat surface. Arm rest: strong, padded and removal. Footrest: non-elevating hanger, detachable and/or swing away, adjustable footrest height, leg strap 4-5 cm fabric with velcro fastener, plastic or mild steel footrest plate. Rear wheels: standard or spoked rear wheels with strong semi-solid or pneumatic tyres, fixed or adjustable axle, smooth push rims. Front castors: strong swivel fork and study castors. Lock/brakes: strong and bushed brakes/wheel lock with adjustable toggle mechanism. Weight capacity upto 100 Kg. Accessories: necessary tools for assembly and user maintenance with each unit; A comfort seat-cushion with specified cushion cover; Seat belt. Size Seat width: 14 inches (Children). | Set
Crepe bandages
| Cohesive bandage. flexible and self adhesive(will not stick to skin, only to itself) bandage. Easy tear for convenient & fast application. multiple colours. sizes; width, 5 cm. length 4m. | Roll
| Soft foam strapping band. 5-layer laminated foam tape with close cut(sealed) sides.Minimum stretchable. Dimensions; 6.4 mm thick, 25-50mm width, 4.5-10m length. | Roll
| Finger Hooks, 6.4 mm, steel used in splinting (Packet of 100) | Packet
| Chest Binder: binder belt to support chest after chest and thoric surgeries. Made of strong and elastic fabrics with straps and fasteners. Size: Small 28-34 inches | Piece
| Crepe bandage: plain weave fabric in one continuous length containing no joints; having a high elasticity in the wrap direction. Stretch and recovery-The fully-stretched length of the bandage shall be not less than 1.5 times unstretched length; Packing- individually wrapped with paper or polythene with crepe bandage clip/s; allows skin breathing/ ventilation. Reusable- size- 10cm x 4m(stretched length). | Roll
| Electrode pen for electric muscle stimulator | Piece
| Air cushion | Set
| Pavlik Harness of Small size with shoulder strap, chest strap, abduction strap, leg strap and flexion strap | Set
| Pavlik Harness of large size with shoulder strap, chest strap, abduction strap, leg strap and flexion strap | Set
| Electrode cable for TENS and interferential machine | Set
| Ankle support/brace, Figure 8 design, Bilateral construction, Hook loop closure, Large | Piece
| Hand therapy rehabilitation Glove: size small (left and right side each): wrist circumference 5.5 inch, dorsal hand width 3 inch, hand circumference 7.5 inch. | Piece
| Strapping and taping tape 5 x 13.7cm | 24/pkt
| Strapping and taping tape 3.8 x 13.7cm | 32/pkt
| Hand therapy rehabilitation Glove: size medium (left and right side each): wrist circumference 6.5 inch, dorsal hand width 3.5 inch, hand circumference 7.5 inch | Piece
| Activities of Daily Living KIT: Good grip standard utensil: set of five includes fork, small spoon, tea spoon, tablespoon and rocker knife. 1-3/8 inches built-up handle • Fork and Spoon length: 7-1/8 inches • Souper Spoon: 1/8inches raised lip • Stainless steel • Dishwasher-safe. Cool hand: Grips plate using leverage, entire hand takes the weight. Durable grip not made with natural rubber latex. Size : length 200mm, width 95mm, depth 25mm. Enlarged grasp ADL cuff: The enlarged area of the device fits into the palm and allows easier gripping, Size : 1 inch diameter length 3.5 inch, height 0-4/10 inches . Ubend-it utensils: A twist in the shaft allows the utensil to be easily bent to either side at any angle. Built-up plastic handles are ideal for users with upper extremity weakness, arthritis, reduced ROM or other limitations. Can be a fork or spoon. Handle dimensions: 3.5 inches long, 3.75 inches center circumference. Fork dimensions: 2.5 inches long, 1.0 inches wide, Spoon dimensions: 2.5 inches long, 1.5 inches wide. One handed food prep and cutting board: The clamp means it can easily grip and adapt to left or right hand one handed use. The cutting board sits firmly on four anti-slip feet. Suction pads are included for fitting if necessary. Aluminum nails hold vegetables. 12x11 inches • Made of durable, high-quality polyethylene. Bath kit: Two Round Scrubbers, one handle with interchangeable heads, Toe Cleaner, and Foot Brush.Overall 22-1/2 inches L. | Set
| Hinged Knee Braces: designed to stabilize the knee complex and allow full or limited knee range of motion in either direction. Small (Knee circumference 12-14 inches) | Pairs
| Hand therapy rehabilitation Glove: size large (left and right side each): wrist circumference 8 inch, dorsal hand width 4 inch, hand circumference 8 inch | Piece
| Ankle support/brace: to help stabilize the subtalar and talocrural joints. Bilateral construction (fits left or right foot), Small | Piece
| Splinting material Solid, thickness 1.6mm, Size 61 x 91cm | Piece
| Wheelchair, Four wheels, Manual, Basic, Heavy duty, Seat width, 17inch: Seat depths, Adjustable to 14, 16 and 18inch; Seat angle, 5-12°; Back height, Adjustable at 14, 16, 18inch; Foot rest height, Adjustable at 12-7inch; (Upper) back support angle, Adjustable at/or 8-10°; Wheel camber: 3°; Adjustable rear wheel axle position, Multiple; Seat sag, Max. 2cm; Back sag, 1cm; Push rim clearance, 2cm; Overall width open: 21.5-28.5inch; Overall length, 38-42inch; Weight capacity: 100Kg; User propelled; Long wheelbase; Cross folding frame with seat upholstery (Removable and washable) and tension adjustable straps; Back support/upholstery (removable & washable) and tension adjustable straps; Push handle, Low profile armrest, Foot support, Pressure-relief cushion with waterproof, thin and stretchy cushion cover (washable); 2 large rear wheels with pneumatic tyres, 2 small front casters, and removable and length adjustable anti-tip levers; Push rims attached to the rear wheels; Strong and bushed brakes with adjustable toggle mechanism Accessories: Necessary tools for assembly and user maintenance with each unit; A pressure relief cushion with specified cushion cover | Set
| Bledsoe braces | pairs
| Taylor brace, Large: Strong malleable pair of metal stirrups on the back with hard back support; Velcro or hook abdominal fasteners; Dorsal horizontal malleable metal plate with the chest fastener; Padded shoulder harness and fastener | Piece
| Taylor brace, Extra-Large: Strong malleable pair of metal stirrups on the back with hard back support; Velcro or hook abdominal fasteners; Dorsal horizontal malleable metal plate with the chest fastener; Padded shoulder harness and fastener | Piece
| Brace, Shoulder, Bobath-type sling | piece
| Stockinette, Size D | Piece
| Brace, Ankle and Foot Orthoses: Low-profile, Light weight with non-elastic straps to secure brace to foot; Washable | piece
| Open cell foam, Soft medical grade with a fleecy surface and self-adhesive backing 4.8 x 230 x 450mm | Piece
| Silicon gel sheet, Adhesive, 3 x 4inch | 10/pkt
| Stockinette, Size E | Piece
| Stockinette, Size F | Piece
| Walking boot, Medium adult: To immobilize, support, and protect the ankle and foot; Rocker bottom and cushioned sole for shock absorption; Wide footbed and deluxe liner for a comfortable fit; Lightweight yet durable construction | Piece
| Brace, Foot drop, Soft | piece
| GivMohr sling, Medium | piece
| GivMohr sling, Small | piece
| GivMohr sling, Large | piece
| Taylor brace, Small: Strong malleable pair of metal stirrups on the back with hard back support; Velcro or hook abdominal fasteners; Dorsal horizontal malleable metal plate with the chest fastener; Padded shoulder harness and fastener | Piece
| Taylor brace, Medium: Strong malleable pair of metal stirrups on the back with hard back support; Velcro or hook abdominal fasteners; Dorsal horizontal malleable metal plate with the chest fastener; Padded shoulder harness and fastener | Piece
| Elastic cord 1.6 x 132mm | Piece
| Buffalo lining leather ( Black), Size 50sqft | Roll
| Stockinette, Size A | Piece
| Stockinette, Size B | Piece
| Stockinette, Size C | Piece
| Crepe bandage: Plain weave fabric in one continuous length containing no joints; High elasticity in the warp direction; Stretch and recovery; The fully-stretched length of the bandage should not be less than 1.5 times unstretched length; Individually wrapped with paper or polythene with crepe bandage clip/s; Allows skin breathing/ ventilation; Reusable; Washing in warm water restores elasticity; Non-stretch length: 15 x 400cm | Roll
| Wheelchair, Postural support and manual mobility, Paediatric (Intermediate), Seat width: 12"; Seat depth: 9-15": Four wheels, Rigid frame with supportive seating system; Side trunk and pelvic supports; Padded seat and back; Adjustable headrest; Abductor (knee separator); Adjustable sacral pad; Adjustable back height; Seat belt for pelvic support; Chest strap for trunk support; Rear wheels: removable with quick-release axle; Casters: solid rubber; Reclining backrest; Plastic tray table; High durability casters, bearings, and upholstery; Adjustable seat depth; Adjustable anti-thrust seat cushion; Extensive modification and spare parts, kits & tools; Adjustable footplate; Tilt-in-space adjustable range 0--15°; Seat angle 0 - 45º; Back height 13-17.5"; Back angle 85-120º; Footrest height 6-15"; Rear wheel axle adjustability, multiple with upto 10cm range;Headrest position adjustable; Weight capacity: upto 75kg. Must be supplied with accessories - Chassis basic tool kit and tyre repair kit, user and assembly manual. | Set
| Wrist brace, Healing, Single size; Easy to adjust the hook and loop strapping; No interfere with wrist motion | set
| Kinesiology tape, Water resistant, Elastic and self adhesive 5cm x 5m | piece
Givmohr sling
| Walking boot, Paediatric: To immobilize, support, and protect the ankle and foot; Rocker bottom and cushioned sole for shock absorption; Wide footbed and deluxe liner for a comfortable fit; Lightweight yet durable construction | Piece
| Walking boot, Small adult: To immobilize, support, and protect the ankle and foot; Rocker bottom and cushioned sole for shock absorption; Wide footbed and deluxe liner for a comfortable fit; Lightweight yet durable construction | Piece
| Spinal orthoses | Section Header
| Crepe bandage: plain weave fabric in one continuous length containing no joints; having a high elasticity in the wrap direction. Stretch and recovery-The fully-stretched length of the bandage shall be not less than 1.5 times unstretched length; Packing- individually wrapped with paper or polythene with crepe bandage clip/s; allows skin breathing/ ventilation. Reusable- size- 5cm x 4m(stretched length). | Roll
| Crepe bandage: plain weave fabric in one continuous length containing no joints; having a high elasticity in the wrap direction. Stretch and recovery-The fully-stretched length of the bandage shall be not less than 1.5 times unstretched length; Packing- individually wrapped with paper or polythene with crepe bandage clip/s; allows skin breathing/ ventilation. Reusable- size- 2.5cm x 4m(stretched length). | Roll
| Crepe bandage: Plain weave fabric in one continuous length containing no joints; High elasticity in the warp direction; Stretch and recovery; The fully-stretched length of the bandage shold not be less than 1.5 times unstretched length; Individually wrapped with paper or polythene with crepe bandage clip/s; Allows skin breathing/ ventilation; Reusable; Washing in warm water restores elasticity; Non-stretch length: 5 x 400cm | Roll
| Crepe bandage: Plain weave fabric in one continuous length containing no joints; High elasticity in the warp direction; Stretch and recovery; The fully-stretched length of the bandage should not be less than 1.5 times un-stretched length; Individually wrapped with paper or polythene with crepe bandage clip/s; Allows skin breathing/ ventilation; Reusable; Washing in warm water restores elasticity; Non-stretch length: 10 x 400cm | Roll
Varicose vein support stockings
Tennis elbow straps
| Varicose vein support stocking, Circumference around mid thigh, approx. 6inch, Size 55-61cm, Large | Pair
Foams
| Wheelchair, Postural support and manual mobility, Paediatric (Intermediate), Seat width: 12"; Seat depth: 8-13": Four wheels, Rigid frame with supportive seating system; Fixed tilt in space; Side trunk and pelvic supports; Padded seat and back; Adjustable headrest; Abductor (knee separator); Adjustable sacral pad; Adjustable back height; Seat belt for pelvic support; Chest strap for trunk support; Rear wheels: removable with quick-release axle; Casters: solid rubber; Reclining backrest; Plastic tray table; High durability casters, bearings, and upholstery; Adjustable seat depth; Adjustable anti-thrust seat cushion; Extensive modification and spare parts, kits & tools; Adjustable footplate; Seat width 11", 12", 14"; Seat depth 7-11", 8-13", 9"-15"; Seat height 18.4"; Backseat height 19.4"; Seat angle 0 - 45º; Back height 9-13", 11-15", 13-17"; Back angle 85-120º; Footrest height 6-15"; Rear wheel axle adjustability, multiple with upto 10cm range; Distance between trunk side pads adjustable from 6.5-11.1"; Trunk side pads height adjustable upto 25cm with 2cm increment; Distance between pelvis side pads adjustable, +/- 1.18"; Headrest position adjustable; Overall width open 22", 23.6", 25.6"; Weight capacity: 50-75kg | Set
| Wheelchair, Transfer, Four wheels, Seat width 12inch: Attendant propelled; Cross folding frame; Strong and removable armrests; Detachable, swing away and height adjustable footrest hanger; Elevating adjustable angle of footrest hanger; Leg strap, Nylon strap 4-5cm wide with velcro; Foot rest, Plastic, aluminium or mild steel and height adjustable; Belt, Seat angle tilt: 5-8°; Back to seat angle: 90°; Upper back bend post: 8-10°; Standard back height; Gripped push handle; Strong nylon or vinyl back and seat upholstery; Comfort cushion with water resistant cover; Strong swivel fork and sturdy casters; Standard or spoke rear wheels with strong semi-solid or pneumatic tyres; 12mm thick axle; Smooth push rims; Strong and bushed brakes/wheel lock with adjustable toggle mechanism; Weight capacity: Upto 120Kg Accessories: Necessary tools for assembly and user maintenance with each unit; A comfort cushion with specified cushion cover | Set
Cold packs
| Wheelchair, Postural support and manual mobility, Paediatric (Intermediate), Seat width: 11"; Seat depth: 6-12": Four wheels, Rigid frame with supportive seating system; Side trunk and pelvic supports; Padded seat and back; Adjustable headrest; Abductor (knee separator); Adjustable sacral pad; Adjustable back height; Seat belt for pelvic support; Chest strap for trunk support; Rear wheels: removable with quick-release axle; Casters: solid rubber; Reclining backrest; Plastic tray table; High durability casters, bearings, and upholstery; Adjustable seat depth; Adjustable anti-thrust seat cushion; Extensive modification and spare parts, kits & tools; Adjustable footplate; Tilt-in-space adjustable range 0--15°; Seat angle 0 - 45º; Back height 11-15.5"; Back angle 85-120º; Footrest height 6-15"; Rear wheel axle adjustability, multiple with upto 10cm range; Headrest position adjustable; Weight capacity: upto 75kg. Must be supplied with accessories - Chassis basic tool kit and tyre repair kit, user and assembly manual. | Set
| Wheelchair, Four wheels, Active manual, 18inch: Frame, Light rigid and made of steel; Backrest, Height adjustable, angle adjustable, foldable, made of strong tension adjustable straps, covered with waterproof upholstery; Arm rests, Ergonomic with or without removable options; Seat, Some degree of seat angle or tilted backward, adjustable seat height, with or without adjustable seat depth, sling design made of high strength fabric or flat seat; Footrest, Height adjustable; Rear wheels, Axle adjustability, 24-28 x 1.5inch diameter, spoked pneumatic tyres, quick release axle, smooth push rims; Front castor wheels, 1-2inch width and 6-10inch diameter, sturdy & swivel; Lock/brake, Bushed, adjustable and toggle mechanism. Weight capacity, 90-130Kg Accessories: Tyre repair kit, Basic tools for maintenance and assembly, Manual, Anti-tip bars and wheels, Pressure relief cushion with waterproof cover and Calf strap | Set
| Wrist brace, Size 16.3-20.0cm Medium Strong porous and orthopaedic webbing; Double hook loop locking system | Piece
| Sheep/goat lining leather (Black), Size 25sqft | Roll
| Open cell foam splint padding with adhesive backing. latex free. Dimensions 3/8″ x 8″ x 12″ (.95mm x 20cm x 31cm) | Sheet
| Fleecy splint padding with adhesive backing.100% cotton padding with a raised, fleecy surface. dimensions: 3mm thickness, 23 x 40 cm | Sheet
| Elastic cord 1.6mm x 100m spool | Roll
| Hinged Knee Braces: designed to stabilize the knee complex and allow full or limited knee range of motion in either direction. Extra Large (Knee Circumference: 18-20 inches) | Pairs
| Wheelchair, Three wheels, Manual, Basic, Seat width 14.2inch: Seat depth,Adjustable to 15.7, 17.3, 18.9inch; Weight capacity 100Kg; User propelled, Long wheelbase; Rigid frame with solid seat base; Push handle; Removable armrest; Back height adjustable 13-19inch and foldable back rest; Adjustable back angle; Pressure-relief cushion with waterproof, thin and stretchy cushion cover; Large front caster wheels with long wheelbase; Height and angle adjustable footrest; Adjustable rear wheel axle position; Pneumatic rear wheel tyres; Removable rear wheels with a quick release mechanism and folding backrest; Push rims attached to the rear wheels; Strong and bushed brakes with adjustable toggle mechanism Accessories: Necessary tools for assembly and user maintenance with each unit; A pressure relief cushion with specified cushion cover | Set
| Knee cap/brace: made with high-quality, long-lasting, elastic and breathable materials. Flexible support and compression. Adds stability to the knee and patella. Fit right or left knee, Size 14-15inch, medium | Pairs
Strapping and taping tapes
| Knee cap/brace: made with high-quality, long-lasting, elastic and breathable materials. Flexible support and compression. Adds stability to the knee and patella. Fit right or left knee, Size 12-14inch, Small. | Pairs
| Kinesiology tape, Waterproof and breathable, Elastic and self adhesive . Latex free. Size: 5cm x 5m | 12/Pkt
| Knee cap/brace: made with high-quality, long-lasting, elastic and breathable materials. Flexible support and compression. Adds stability to the knee and patella. Fit right or left knee, Size 15-17inch, large. | Pairs
| Knee cap/brace: made with high-quality, long-lasting, elastic and breathable materials. Flexible support and compression. Adds stability to the knee and patella. Fit right or left knee, Size 17-20inch, X-large. | Pairs
| Slipos mesh tubing. Gel-coated, elastic tube with Gel interior cushions. Mesh tubing provides gentle compression. size; 3/4" (19mm) diameter | Packet
| Stockinette, flexible, width 4cm, length 10m | Roll
| Stockinette, flexible, width 2cm, length 10m | Roll
Electrodes
Gutter splints/gaiters
| Platform crutch, Adult (Large) Height adjustable from 36-44inch with 1inch increment; Padded forearm platform gutter with velcro sleeve and angulated hand grip; Strong and safe steel tubing; Weight capacity up to 150kg | Pair
Exercise bands
| Self Adhesive electrode pads for TENS and interferential machine, reusable and latex free. a packet of four self adhesive electrodes | 4/Pkts
| Hot pack, Standard size with cover, Reusable; Provide 30 minutes of deep, moist heat, Size: 8-12 x 13-15inch | Piece
| Splinting material Solid, thickness 3.2mm, Size 61 x 91cm | Sheet
| Electrode pad, Medium | Piece
| Gutter splint/gaiter, Small | Piece
| Rubber tips, Walker | Pair
| Exercise band, Natural rubber latex resistive exerciser, Colour coded levels of progressive resistance, Length 2m and width 18-10cm, Light yellow | Piece
| Electrode pad, Small | Piece
| Exercise band, Natural rubber latex resistive exerciser, Colour coded levels of progressive resistance, Length 2m and width 18-10cm, Extra heavy green | Piece
| Exercise band, Natural rubber latex resistive exerciser, Colour coded levels of progressive resistance, Length 2m and width 18-10cm, Medium red | Piece
| Walker without wheels, Paediatric 4-base tips; Folding frame with quick release lock; Light and strong steel tubing; Width 13-16inch; Depth 13-16inch; Height 14-22inch adjustable in 1inch increment; Hand grip on the curved frame; Non-slip and flexible rubber tip/shoes; Weight capacity upto 100kg | Piece
| Gutter splint/gaiter, Medium | Piece
| Walker without wheels, Adult, Large: 4-base tips; Folding frame with quick release lock; Light and strong steel tubing; Width 20-23inch; Depth 20-23inch; Height 30-36inch, adjustable in 1inch increment; Hand grip on the curved frame; Non-slip and flexible rubber tip/shoes; Weight capacity 90-150kg | Piece
| Platform crutch, Paediatric (Small) Height adjustable from 22-28inch with 1inch increment; Padded forearm platform gutter with velcro sleeve and angulated hand grip; Strong and safe steel tubing; Weight capacity up to 100kg | Pair
| Platform crutch with quad base, Adult (Large) Height adjustable from 32-42inch with 1inch increment; Quad base width 8-12inch; Quad base depth 6-8inch; Padded forearm platform gutter with velcro sleeve and angulated hand grip; Strong and safe steel tubing; Weight capacity up to 150kg | Piece
| Axillary crutch, Medium Light and strong aluminium/steel tubing; Firm axillary pad; Easy release mechanism to adjust height; Non-slip and flexible rubber ferrule tip; Firm and padded handgrip; Hand piece height adjustment range from 1inch-12inch with 1inch increment; Height 40inch-50inch with 1inch increment; Weight capacity upto 160Kg | Pair
| Sheep/goat lining leather (Black), Size 25sqft | Roll
| Walker without wheels, Adult, Small: 4 base tips; Folding frame with quick release lock; Light and strong and safe steel tubing; Width 18-20inch; Depth 18-20inch; Height 21-29inch, adjustable in 1inch increment; Hand grips on the curved frame; Non-slip and flexible rubber tip/shoes; Weight capacity 90-150kg | Piece
| Elbow crutch, Small Adjustable, strong steel/aluminium tubing with firm and padded hand grip and guttered elbow pad; Distance between elbow pad and handgrip adjustable range 4-8inch in 1inch increment; Height 22-30inch in 1inch increment; Non-slip and flexible rubber tip/shoes; Weight capacity upto 120Kg | Pair
| Axillary crutch, Small Light and strong aluminium/steel tubing; Firm axillary pad; Easy release mechanism to adjust height; Non-slip and flexible rubber ferrule tip; Firm and padded handgrip; Hand piece height adjustment range from 1-12inch with 1inch increment; Height 28-40inch with 1inch increment; Weight capacity upto 150Kg | Pair
| Elbow crutch, Adult Adjustable, strong steel/aluminium tubing with firm and padded hand grip and guttered elbow pad; Distance between elbow pad and handgrip adjustable range 6-12inch in 1inch increment; Height 30-40inch in 1inch increment; Non-slip and flexible rubber tip/shoes; Weight capacity upto 180Kg | Pair
| Hot pack, Over size with cover, Reusable; Provide 30 minutes of deep, moist heat, Size: 11-13 x 20-22inch | Piece
| Platform walker Bilateral padded forearm platform gutter and angulated hand grip; Height 36inch-55inch adjustable with 1inch increment; Forearm/platform tube length adjustable with 1inch increment upto 16inch; Max. width of the platform 6inch; Weight capacity upto150kg | Piece
| Posture control walker, Medium One-way ratchet rear wheels; Foldable; Four wheels with front swiveling wheels; Adjustable height 22-35inch; Distance inside handles (width/lateral dimension) adjustable 15-20inch | Piece
| Platform crutch, Adult (Medium) Height adjustable from 28-36inch with 1inch increment; Padded forearm platform gutter with velcro sleeve and angulated hand grip; Strong and safe steel tubing; Weight capacity up to 150kg | Pair
| Walker with wheels, Adult, Small: 2 front wheels; 2 back base tips with non-slip and flexible rubber tips/shoes; Folding frame with quick release lock; Light and strong steel tubing; Width 18-20inch; Depth 20-23inch; Height 21-29inch, adjustable in 1inch increment; Hand grip on the curved frame; Weight capacity 80-130kg | Piece
| Walker with wheels, Adult, Large: 2 front wheels; 2 back base tips with non-slip and flexible rubber tips/shoes; Folding frame with quick release lock; Light and strong steel tubing; Width 20-23inch; Depth 20-23inch; Height 30-36inch, adjustable in 1inch; Hand grip on the curved frame; Weight capacity 80-150kg | Piece
| Buffalo lining leather (Black), Size 50sqft | Roll
| Tennis elbow strap Size 18-25cm, Small | Piece
| Tennis elbow strap Size 30-35cm, Large | Piece
| Tennis elbow strap Size 25-30cm, Medium | Piece
| Posture control walker, Large One-way ratchet rear wheels; Foldable; Four wheels with front swiveling wheels; Adjustable height 35-41inch; Distance inside handles (width/lateral dimension) adjustable 15-20inch | Piece
| Postural support device, Seat width, 12inch: Seat depth, 16-18inch; Back rest height from 18inch; A modular seating unit system to be mounted on universal wheelchair of different sizes and types, easy to customize, cut-to-size seat depth and backrest height, quick release system; Modular tray support for added arm support and activities; Headrest assembly: Contoured moulded headrest pad in two sizes; Steel brackets and fasteners for mounting and adjustment; Lateral support assembly: Moulded polyurethane lateral support pad in two sizes; Steel bracket, fasteners and tube clamp for mounting and adjustment; Abductor assembly: Moulded polyurethane pads in two sizes; Steel brackets, fasteners and abductor retainer; Two point pelvic belt, four point pelvic belt, Six point shoulder strap/chest strap combination, Six point trunk strap, and foot straps | Set
| Velcro hook, Self adhesive Size 25mm, Reel 25m | Roll
| Velcro loop Size 25mm, Reel 25m | Roll
| Wrist brace, Size 12.5-16.3cm Small Strong porous and orthopaedic webbing; Double hook loop locking system | Piece
| Wrist brace, Size 20.0-23.8cm Large Strong porous and orthopaedic webbing; Double hook loop locking system | Piece
| Wheelchair, Transfer, Four wheels, Seat width, 14inch: Attendant propelled; Cross folding frame; Strong and removable armrests; Detachable, swing away and height adjustable footrest hanger; Elevating adjustable angle of footrest hanger; Leg strap, Nylon strap 4-5cm wide with velcro; Foot rest, Plastic, aluminium or mild steel and height adjustable; Belt, Seat angle tilt: 5-8°; Back to seat angle: 90°; Upper back bend post: 8-10°; Standard back height; Gripped push handle; Strong nylon or vinyl back and seat upholstery; Comfort cushion with water resistant cover; Strong swivel fork and sturdy casters; Standard or spoke rear wheels with strong semi-solid or pneumatic tyres; 12mm thick axle; Smooth push rims; Strong and bushed brakes/wheel lock with adjustable toggle mechanism; Weight capacity: Up to 120Kg | Set
Wheelchairs
| Wheelchair, Transfer, Four wheels, Seat width, 16inch: Attendant propelled; Cross folding frame; Strong and removable armrests; Detachable, swing away and height adjustable footrest hanger; Elevating adjustable angle of footrest hanger; Leg strap, Nylon strap 4-5cm wide with velcro; Foot rest, Plastic, aluminium or mild steel and height adjustable; Belt, Seat angle tilt: 5-8°; Back to seat angle: 90°; Upper back bend post: 8-10°; Standard back height; Gripped push handle; Strong nylon or vinyl back and seat upholstery; Comfort cushion with water resistant cover; Strong swivel fork and sturdy casters; Standard or spoke rear wheels with strong semi-solid or pneumatic tyres; 12mm thick axle; Smooth push rims; Strong and bushed brakes/wheel lock with adjustable toggle mechanism; Weight capacity: Up to 120Kg | Set
| Accupuncture/dry needle, 0.25 x 75mm With guide tube; Sterilized; Disposable | 100/pkt
| Varicose vein support stocking, Circumference around mid thigh-approx. 6inch, Size 49-55cm, Large | Pair
| Ankle support/brace, Figure 8 design, Bilateral construction, Hook loop closure, Medium | Piece
| Spare parts kit for intermediate or postural support and mobility wheelchair (at least for 20 nos.): Calf strap (6 sets); Body harness and pelvic belt, Medium (2 pieces); Seat and back cover (2 sets of each size: Extra small, Small, Medium and Large); Armrest (2 pairs); Headrest that adjusts horizontally, vertically, and pivots on a ball, has soft and extra soft firmness level each with pad shape and adjustment capabilities for correct alignment, has hinged wings allowing lateral contouring and support, greater surface contact, stable position and clear line of vision, mounting block for the attachment of head support to the backrest of the wheelchair (2 pieces); Caster wheels (2 pieces); Bearings that fit rear wheel axle and caster swivel (6 pieces); Bearings that fit inside caster (1 piece); Foot plate (1 piece); Plastic tray, Medium (1 set); Bolt set (2 sets): All bolts and nuts for 1 chair including 10 T-Nuts and 2 pieces of quick release axle | Set
| White Cane: for orientation and mobility of visually impaired individuals. Foldable, lightweight aluminum tubing or nylon, anti-slip design with option of reflective color. Length 40-46 inches | Piece
| Varicose vein support stocking, Circumference around mid thigh-approx. 6inch,Size 37-43cm, Small | Pair
| Varicose vein support stocking, Circumference around mid thigh-approx. 6inch, Size 43-49cm, Medium | Pair
| Cushion, Wedge shaped with firm wipe down cover, two wrap straps, one abductor module for Paediatric; Size: 4-12inch H, 22-28inch L, 20-24inch W | 5/Set
| Wheelchair, Three wheels, Manual, Basic, Seat width 17.3inch: Seat depth,Adjustable to 15.7, 17.3, 18.9inch; Weight capacity 100Kg; User propelled, Long wheelbase; Rigid frame with solid seat base; Push handle; Removable armrest; Back height adjustable 13-19inch and foldable back rest; Adjustable back angle; Pressure-relief cushion with waterproof, thin and stretchy cushion cover; Large front caster wheels with long wheelbase; Height and angle adjustable footrest; Adjustable rear wheel axle position; Pneumatic rear wheel tyres; Removable rear wheels with a quick release mechanism and folding backrest; Push rims attached to the rear wheels; Strong and bushed brakes with adjustable toggle mechanism Accessories: Necessary tools for assembly and user maintenance with each unit; A pressure relief cushion with specified cushion cover | Set
| Heel Pad/Cup/Shoe Lift, Silicone Polymer, Shoe Size 9 and 10, Large | Pair
| Back support with back splint; Wide belt (Lumbo-sacral); Well ventilated; Adjustable straps, 85cm | Piece
| Top layer foam with protective covering; High density foam 40/24; Hardness factor 21.6-25.2; Density range 36.1-40kg/m3; Size: Width 60-100cm, Length 180-200cm, Height 5-10cm | Sheet
| Splinting material Solid, thickness 2.5mm, Size 61 x 91cm | Sheet
| Back support with back splint; Wide belt (Lumbo-sacral); Well ventilated; Adjustable straps, 95cm | Piece
| Heel Pad/Cup/Shoe Lift, Silicone Polymer, Shoe Size 5 and 6, Small | Pair
| Back support with back splint; Wide belt (Lumbo-sacral); Well ventilated; Adjustable straps, Size 110 | Piece
| Postural support device, Seat width 18inch: Seat depth 16-18inch; Back rest height from 24inch; A modular seating unit system that can be mounted on universal wheelchair of different sizes and types, easy to customize, cut-to-size seat depth and backrest height, quick release system; Modular tray support for added arm support and activities; Headrest assembly: Contoured moulded headrest pad in two sizes; Steel brackets and fasteners for mounting and adjustment; Lateral support assembly: Moulded polyurethane lateral support pad in two sizes; Steel bracket, fasteners and tube clamp for mounting and adjustment; Abductor assembly: Moulded polyurethane pads in two sizes; Steel brackets, fasteners and abductor retainer; Two point pelvic belt, four point pelvic belt, Six point shoulder strap/chest strap combination, Six point trunk strap, and foot straps | Set
| Splinting material, Ultra-perforated 3.2mm, Size 61 x 91cm | Sheet
| Heel Pad/Cup/Shoe Lift, Silicone Polymer, Shoe Size 7 and 8, Medium | Pair
| Cervical collar, Soft High density polyurethane foam cover with cotton stockinette, plastic bushes and velcro closures, Neck circumference 38-42cm, Large | Piece
| Hot Pack: hydrocollator moist heat packs, provide upto 30 minutes of deep moist heat. Must be supplied with terry cover. Cervical/neck contoured, size: 15-20 inches. | Piece
| Arm sling, Pouch with ring and straps around the neck support and stabilization of shoulder joint, Size less than 26cm Child | Piece
| Arm sling, Pouch with ring and straps around the neck support and stabilization of shoulder joint, Size 26-30cm Small | Piece
| Hemiwalker, Adult Folding cross brace with firm locking action; Angled legs for full tip contact and wide base of support with floor surfaces; Strong and safe steel tubing; Useable on either side, left or right; Height 29-36inch with 1inch adjustable increment; Foamed or rubbered hand grip; Weight capacity upto 250kg | Piece
| Rubber electrode pads with straps, medium | Piece
| Vibratory PEP therapy device, DM and DH: Color-coded; Blue-DM <15LPM for 3 seconds; Green-DH ≥15LPM for 3 seconds; Inspiratory valve; 22mm OD ambient and patient end; Expiratory resistance dial; Rocker mechanism | Piece
Cervical collars
| Respiratory muscle trainer Consisting of different sized apertures | Piece
| Giv mohr sling, Large Size 5.10-6.4inch; For patient weighing 81-107kg; Should allow arm swing during ambulation; Washable; Universal fit, able to be worned on the right or left | Piece
| Oscillatory PEP therapy device Consisting of mouth piece; Curved tube; Valve hose and sound damper | Piece
| Givmohr sling, Extra-small Size: less than 5inch; For patient weighing 36-46kg; Should allow arm swing during ambulation; Washable; Universal fit, able to be worned on the right or left | Piece
| Givmohr sling, Small Size: 5.0-5.4inch; For patient weighing 45-66kg; Should allow arm swing during ambulation; Washable; Universal fit, able to be worned on the right or left | Piece
| Giv mohr sling, Extra-large Size over 6.4inch; For patient weighing over 106kg; Should allow arm swing during ambulation; Washable; Universal fit, able to be worned on the right or left | Piece
| Knee cap/brace Elastic construction; Should retain warmth, promote healing and reduces abrasions; Fit right or left knee, Size 17-20inch, X-Large | Pair
| NuStimWrap. created from a knitted blend of nylon and Lycra outer layer, and patented foam inner layer. breathable and has two-directional stretch. provides non slip support and compression. widths (6.4cm, 10cm, 15cm), lengths (46cm, 91cm, 122cm). | Roll
| Four wheels wheelchair, Light rigid, Size (Seat width): 14inch; Seat depth: 11 3/4?, 12 3/4?, 13 3/4?: User propelled; Adjustable seat depth from 30-51cm; Seat angle adjustable from 4-8 degree; Seat height: 42-51cm; Contoured pressure relief cushion with waterproof, thin & stretchy cushion cover; Back height adjustable from 28-44cm; Back angle adjustable from 78-114 degree; Foldable backrest made of tension adjustable straps & water proof upholstery; Footrest height adjustable from 20-41 cm; Rear wheel adjustable from 24-26inch with pneumatic tyres; Light weight; Rigid frame; Movable rear wheels with quick-release mechanism; Multiple rear wheel axle positions; Spoked rear wheels; Smooth push rims attached to the rear wheels; Bushed brakes/wheel lock with adjustable toggle mechanism; Swivel & sturdy castor wheels of 12-13cm dia. and 3.7cm width; Weight capacity 100-130Kg; Accessories: Necessary tools for assembly and user maintenance with each unit; A pressure relief cushion with specified cushion cover | Set
| Transfer wheelchair: Four-wheel manual wheelchair for patient transport. Attendant or self propelled. Frame: crossfolding, strong and sturdy. Backrest: mild angled (6-10 degree) at one or two levels bend post, gripped push handles, brake control on the push handles (optional), strong waterproof and alcohol wipeable fabrics, 90 degree back to seat angle, standard back height. Seat: mild degree (4-8 degree) of seat angulation, strong waterproof and alcohol wipeable fabric seat surface. Arm rest: strong, padded and removal. Footrest: non-elevating hanger, detachable and/or swing away, adjustable footrest height, leg strap 4-5 cm fabric with velcro fastener, plastic or mild steel footrest plate. Rear wheels: standard or spoked rear wheels with strong semi-solid or pneumatic tyres, fixed or adjustable axle, smooth push rims. Front castors: strong swivel fork and study castors. Lock/brakes: strong and bushed brakes/wheel lock with adjustable toggle mechanism. Weight capacity upto 150 Kg. Accessories: necessary tools for assembly and user maintenance with each unit; A comfort seat-cushion with specified cushion cover; Seat belt. Size Seat width: 20 inches (Children). | Set
| Wheelchair, Transfer, Four wheels, Seat width 18inch: Attendant propelled; Cross folding frame; Strong and removable armrests; Detachable, swing away and height adjustable footrest hanger; Elevating adjustable angle of footrest hanger; Leg strap, Nylon strap 4-5cm wide with velcro; Foot rest, Plastic, aluminium or mild steel and height adjustable; Belt, Seat angle tilt: 5-8°; Back to seat angle: 90°; Upper back bend post: 8-10°; Standard back height; Gripped push handle; Strong nylon or vinyl back and seat upholstery; Comfort cushion with water resistant cover; Strong swivel fork and sturdy casters; Standard or spoke rear wheels with strong semi-solid or pneumatic tyres; 12mm thick axle; Smooth push rims; Strong and bushed brakes/wheel lock with adjustable toggle mechanism; Weight capacity: Up to 120Kg | Set
| Hot Pack: hydrocollator moist heat packs, provide upto 30 minutes of deep moist heat. Must be supplied with terry cover. Large or oversize, rectangular shaped, size: 11-13 inches by 20-22 inches. | Piece
| Stockinette, flexible, width 8cm, length 10m | Roll
Silicone polymer heel pad/cup/shoe lifts
| Hot pack, Contour cervical with cover, Reusable; Provide 30 minutes of deep, moist heat, Size: 15-20inch | Piece
| Exercise band, Natural rubber latex resistive exerciser, Colour coded levels of progressive resistance, Length 2m and width 18-10cm, Extra heavy blue | Piece
| Cold pack, Neck contour with cover, Reusable; Containing freezable silica gel, hydroxyethyl cellulose, or polymer; Size: 9 -11 x 13-15inch | Piece
| Walker with wheels, Paediatric 2 front, 3inch dia. wheels, bidirectional and non-swivel; 2 back base tips with non-slip and flexibilty rubber tips/shoes; Folding frame with quick release lock; Light and strong steel tubing; Width 13-16inch; Depth 13-16inch; Height 14-22inch, adjustable in 1inch increment; Hand grip on the curved frame; Weight capacity upto 100kg | Piece
| Self adhesive electrode for TENS and interferential machine | Packet
| Gutter splint/gaiter, Paediatric | Piece
| Exercise band, Natural rubber, Latex resistive exerciser, Colour coded levels of progressive resistance, Length 2m and width 18-10cm, 2X heavy black | Piece
Accupuncture/dry needles
| One pointed walking stick: made of light weight cane or aluminum material, adjustable length from 30-40 inch with 1 inch increment if aluminum or supply the 40 inches if cane, curved or T-handled hand grip, anti slip rubber tip/shoe. | Set
| Cold pack, Neck contour with cover, Reusable; Containing freezable silica gel, hydroxyethyl cellulose, or polymer; Size: 11-13 x 20-22inch | Piece
| Cold pack, Neck contour with cover, Reusable; Containing freezable silica gel, hydroxyethyl cellulose, or polymer; Size: 15-20inch | Piece
| Exercise Band: Natural rubber latex resistive exerciser, color-coded levels of progressive resistance. Size: 15 cmx5.5 m long (Red: Medium) | Piece
| Hot Pack Contour cervical Pack with cover (It should be compatible for Hot Pack Machine) | Piece
| Cold pack Standard size with cover (It should be compatible for Cold pack machine). | Piece
| Pressure-redistribution cushion, Wheelchair, Sling seats: Contoured cushion with separate top layer; iOverall height approx. 50-70mm; Allow moderate or partial offloading or immersion and envelopment 35-45mm; Curved base for wheelchair with sling seats to match sling seat shape; Postural support options for thighs, such as wedge (raised seat front) or inside or outside thigh supports, either as separate supports or integrated into cushion; Seat width range in 25-50mm incremental or adjustable; Width range: 2 sets of 12, 14, 16, 18 and 20inch; With a water resistant cover or lining | 10/pkt
| Gutter Splint/Gaiter: Large | Piece
| Wheelchair, Postural support and manual mobility, Paediatric (Intermediate), Seat width: 14"; Seat depth: 10-16.5": Four wheels, Rigid frame with supportive seating system; Side trunk and pelvic supports; Padded seat and back; Adjustable headrest; Abductor (knee separator); Adjustable sacral pad; Adjustable back height; Seat belt for pelvic support; Chest strap for trunk support; Rear wheels: removable with quick-release axle; Casters: solid rubber; Reclining backrest; Plastic tray table; High durability casters, bearings, and upholstery; Adjustable seat depth; Adjustable anti-thrust seat cushion; Extensive modification and spare parts, kits & tools; Adjustable footplate; Tilt-in-space adjustable range 0--15°; Seat angle 0 - 45º; Back height 15-20"; Back angle 85-120º; Footrest height 6-15"; Rear wheel axle adjustability, multiple with upto 10cm range; Headrest position adjustable; Weight capacity: upto 75kg. Must be supplied with accessories - Chassis basic tool kit and tyre repair kit, user and assembly manual. | Set
| Wheelchair, Postural support and manual mobility, Paediatric (Intermediate), Seat width: 5-12"; Seat depth: 7-13": Three wheels; Rigid 3 wheel frame design with supportive seating system highly adjustable and removable rear wheels; Clip off supportive seating system; Adjustable backrest height (12-17") and angle (80-105º); Adjustable headrest; Side trunk and pelvic supports; Adjustable tilting seating system; Abductor (knee separator); Removable footrests and independent height and tilt adjustment; Tipping prevention; Adjustable pelvic strap, chest strap, calf strap and ankle strap; Removable tray; Tire repair kit; Basic tool kit; Daily tilt angles 4 positions: 0 (vertical), 5, 10 and 15 & plus degree options, quick and easy to adjust without any hand tools; Footrest height 6.3-16.5"; Rear wheel with safe and balanced adjustable axle; Distance between trunk side pads 6-16"; Trunk side pads height 7-15"; Contoured headrest with removable, washable cotton cover; Adjustable headrest height (14-28") and depth upto 3". Weight capacity: upto 75 Kg. Must be supplied with accessories - Chassis basic tool kit and tire repair kit must include:1 Tire pump;1 Tool kit (user) bag; Allen keys and 2 Multi-function spanners. Assembly and user manual. | Set
| Ankle support/brace: to help stabilize the subtalar and talocrural joints. Bilateral construction (fits left or right foot), Large | Piece
| Stockinette, flexible; width 12cm, length 10m | Roll
Knee caps/braces
| Wheelchair, Postural support and manual mobility, Paediatric (Intermediate), Seat width: 6.5-11.8 inches; Seat depth: 7.5-13inch: Three wheels; Rigid 3 wheel frame design with supportive seating system highly adjustable and removable rear wheels; Clip off supportive seating system; Adjustable backrest height and angle; Adjustable headrest; Side trunk and pelvic supports; Adjustable tilting seating system; Abductor (knee separator); Removable footrests and independent height and tilt adjustment; Tipping prevention; Adjustable pelvic strap, chest strap, calf strap and ankle strap; Removable tray; Tire repair kit; Basic tool kit; Adjustable seat depths 7.5-13 inches, 11.6-16.9 inches; Back height 15.7-22.4 inches and 15.7-22.4 inches; Back angle 80-105degree; Daily tilt angles 4 positions: 0 (vertical), 5, 10 and 15 & plus degree options, quick and easy to adjust without any hand tools; Footrest height 6.3-16.5 inches; Rear wheel with 36 spoke aluminum rims; Safe and balanced adjustable rear wheel axle; Distance between trunk side pads 6.7-15.7 inches; Trunk side pads height 7.1-14.8 inches; Headrest adjustability, Contoured headrest with removable, washable cotton cover; Adjustable headrest height and depth; Height 14.6-27.2inch and Headrest position with forward/backward adjustment: 2.4inch; Weight capacity: 50-75Kg | Set
| Closed cell foam splint padding with adhesive backing. latex free. Dimensions 18″ x 24″ (46 x 61cm) 1/8″ or 1/4″ thicknesses. | Sheet
| Wheelchair, Four wheels, Active manual, 12-12.5inch: Frame, Light rigid and made of steel; Backrest, Height adjustable, angle adjustable, foldable, made of strong tension adjustable straps, covered with waterproof upholstery; Arm rests, Ergonomic with or without removable options; Seat, Some degree of seat angle or tilted backward, adjustable seat height, with or without adjustable seat depth, sling design made of high strength fabric or flat seat; Footrest, Height adjustable; Rear wheels, Axle adjustability, 24-28 x 1.5inch diameter, spoked pneumatic tyres, quick release axle, smooth push rims; Front castor wheels, 1-2inch width and 6-10inch diameter, sturdy & swivel; Lock/brake, Bushed, adjustable and toggle mechanism. Weight capacity, 90-130Kg Accessories: Tyre repair kit, Basic tools for maintenance and assembly, Manual, Anti-tip bars and wheels, Pressure relief cushion with waterproof cover and Calf strap | Set
| Wheelchair, Four wheels, Active manual, 17inch: Frame, Light rigid and made of steel; Backrest, Height adjustable, angle adjustable, foldable, made of strong tension adjustable straps, covered with waterproof upholstery; Arm rests, Ergonomic with or without removable options; Seat, Some degree of seat angle or tilted backward, adjustable seat height, with or without adjustable seat depth, sling design made of high strength fabric or flat seat; Footrest, Height adjustable; Rear wheels, Axle adjustability, 24-28 x 1.5inch diameter, spoked pneumatic tyres, quick release axle, smooth push rims; Front castor wheels, 1-2inch width and 6-10inch diameter, sturdy & swivel; Lock/brake, Bushed, adjustable and toggle mechanism. Weight capacity, 90-130Kg Accessories: Tyre repair kit, Basic tools for maintenance and assembly, Manual, Anti-tip bars and wheels, Pressure relief cushion with waterproof cover and Calf strap | Set
| Wheelchair, Three wheels, Manual, Basic, Seat width 15.7inch: Seat depth,Adjustable to 15.7, 17.3, 18.9inch; Weight capacity 100Kg; User propelled, Long wheelbase; Rigid frame with solid seat base; Push handle; Removable armrest; Back height adjustable 13-19inch and foldable back rest; Adjustable back angle; Pressure-relief cushion with waterproof, thin and stretchy cushion cover Large front caster wheels with long wheelbase Height and angle adjustable footrest Adjustable rear wheel axle position Pneumatic rear wheel tyres Removable rear wheels with a quick release mechanism and folding backrest; Push rims attached to the rear wheels; Strong and bushed brakes with adjustable toggle mechanism Accessories: Necessary tools for assembly and user maintenance with each unit; A pressure relief cushion with specified cushion cover | Set
| Wheelchair, Four wheels, Manual, Semi-urban, Adjustable seat, 14.2inch: User propelled; Cross folding frame; Adjustable seat depth, footrest height and angle, backrest height and angle; Curved armrest; Contoured pressure relief cushion with waterproof, thin and stretchy cushion cover; Height adjustable push handles; Spoked rear wheels with adjustable axle position; Push rims attached to the rear wheels; Sturdy and medium sized castor wheels; Tension adjustable straps for backrest and seat surface; Strong and pneumatic rear wheel tyres; Strong and bushed brakes with adjustable toggle mechanism | Set
| Wheelchair, Four wheels, Manual, Semi-urban, Adjustable seat,17.3inch: User propelled; Cross folding frame; Adjustable seat depth, footrest height and angle, backrest height and angle; Curved armrest; Contoured pressure relief cushion with waterproof, thin and stretchy cushion cover; Height adjustable push handles; Spoked rear wheels with adustable axle position; Push rims attached to the rear wheels; Sturdy and medium sized castor wheels; Tension adjustable straps for backrest and seat surface; Strong and pneumatic rear wheel tyers; Strong and bushed brakes with adjustable toggle mechanism | Set
| and pneumatic rear wheel tyres; Strong and bushed brakes with adjustable toggle mechanism | Set
| Wheelchair, Four wheels, Manual, Basic, Heavy duty, Seat width, 17inch: Seat depths, Adjustable to 14, 16 and 18inch; Seat angle, 5-12°; Back height, Adjustable at 14, 16inch, 18inch; Foot rest height, Adjustable at 12-7inch; (Upper) back support angle, Adjustable at/or 8-10°; Wheel camber: 3°; Adjustable rear wheel axle position, Multiple; Seat sag, Max. 2cm; Back sag, 1cm; Push rim clearance, 2cm; Overall width open: 21.5-28.5inch; Overall length, 38-42inch; Weight capacity: 100Kg; User propelled; Long wheelbase; Cross folding frame with seat upholstery (Removable and washable) and tension adjustable straps; Back support/upholstery (removable & washable) and tension adjustable straps; Push handle, Low profile armrest, Foot support, Pressure-relief cushion with waterproof, thin and stretchy cushion cover (washable); 2 large rear wheels with pneumatic tyres, 2 small front casters, and removable and length adjustable anti-tip levers; Push rims attached to the rear wheels; Strong and bushed brakes with adjustable toggle mechanism Accessories: Necessary tools for assembly and user maintenance with each unit; A pressure relief cushion with specified cushion cover | Set
| Wheelchair, Three wheels, Manual, Basic, Seat width 18.9inch: Seat depth,Adjustable to 15.7, 17.3, 18.9inch; Weight capacity 100Kg; User propelled, Long wheelbase; Rigid frame with solid seat base; Push handle; Removable armrest; Back height adjustable 13-19inch and foldable back rest; Adjustable back angle; Pressure-relief cushion with waterproof, thin and stretchy cushion cover; Large front caster wheels with long wheelbase; Height and angle adjustable footrest; Adjustable rear wheel axle position; Pneumatic rear wheel tyres; Removable rear wheels with a quick release mechanism and folding backrest; Push rims attached to the rear wheels; Strong and bushed brakes with adjustable toggle mechanism Accessories: Necessary tools for assembly and user maintenance with each unit; A pressure relief cushion with specified cushion cover | Set
| Wheelchair, Four wheels, Manual, Basic, Heavy duty, Seat width, 15.5inches: Seat depths, Adjustable to 14, 16 and 18inches; Seat angle, 5-12°; Back height, Adjustable at 14, 16inches, 18inches; Foot rest height, Adjustable at 12-7inches; (Upper) back support angle, Adjustable at/or 8-10°; Wheel camber: 3°; Adjustable rear wheel axle position, Multiple; Seat sag, Max. 2cm; Back sag, 1cm; Push rim clearance, 2cm; Overall width open: 21.5-28.5inches; Overall length, 38-42inches; Weight capacity: 100Kg; User propelled; Long wheelbase; Cross folding frame with seat upholstery (Removable and washable) and tension adjustable straps; Back support/upholstery (removable & washable) and tension adjustable straps; Push handle, Low profile armrest, Foot support, Pressure-relief cushion with waterproof, thin and stretchy cushion cover (washable); 2 large rear wheels with pneumatic tyres, 2 small front casters, and removable and length adjustable anti-tip levers; Push rims attached to the rear wheels; Strong and bushed brakes with adjustable toggle mechanism Accessories: Necessary tools for assembly and user maintenance with each unit; A pressure relief cushion with specified cushion cover | Set
| Knee cap/brace Elastic construction; Should retain warmth, promote healing and reduces abrasions; Fit right or left knee, Size 15-17inch, Large | Pair
| Wheelchair, Four wheels, Manual, Basic, Heavy duty, Seat width, 12.5inch: Seat depths, Adjustable to 14, 16 and 18inch; Seat angle, 5-12°; Back height, Adjustable at 14, 16inch, 18inch; Foot rest height, Adjustable at 12-7inch; (Upper) back support angle, Adjustable at/or 8-10°; Wheel camber: 3°; Adjustable rear wheel axle position, Multiple; Seat sag, Max. 2cm; Back sag, 1cm; Push rim clearance, 2cm; Overall width open: 21.5-28.5inches; Overall length, 38-42inches; Weight capacity: 100Kg; User propelled; Long wheelbase; Cross folding frame with seat upholstery (Removable and washable) and tension adjustable straps; Back support/upholstery (removable & washable) and tension adjustable straps; Push handle, Low profile armrest, Foot support, Pressure-relief cushion with waterproof, thin and stretchy cushion cover (washable); 2 large rear wheels with pneumatic tyres, 2 small front casters, and removable and length adjustable anti-tip levers; Push rims attached to the rear wheels; Strong and bushed brakes with adjustable toggle mechanism Accessories: Necessary tools for assembly and user maintenance with each unit; A pressure relief cushion with specified cushion cover | Set
| Wheelchair, Four wheels, Manual, Basic, Heavy duty, Seat width, 14inches: Seat depths, Adjustable to 14, 16 and 18inches; Seat angle, 5-12°; Back height, Adjustable at 14, 16inches, 18inches; Foot rest height, Adjustable at 12-7inches; (Upper) back support angle, Adjustable at/or 8-10°; Wheel camber: 3°; Adjustable rear wheel axle position, Multiple; Seat sag, Max. 2cm; Back sag, 1cm; Push rim clearance, 2cm; Overall width open: 21.5-28.5inches; Overall length, 38-42inches; Weight capacity: 100Kg; User propelled; Long wheelbase; Cross folding frame with seat upholstery (Removable and washable) and tension adjustable straps; Back support/upholstery (removable & washable) and tension adjustable straps; Push handle, Low profile armrest, Foot support, Pressure-relief cushion with waterproof, thin and stretchy cushion cover (washable); 2 large rear wheels with pneumatic tyres, 2 small front casters, and removable and length adjustable anti-tip levers; Push rims attached to the rear wheels; Strong and bushed brakes with adjustable toggle mechanism Accessories: Necessary tools for assembly and user maintenance with each unit; A pressure relief cushion with specified cushion cover | Set
| Knee cap/brace Elastic construction; Should retain warmth, promote healing and reduces abrasions; Fit right or left knee, Size 12-14inch, Small | Pair
| Knee cap/brace Elastic construction; Should retain warmth, promote healing and reduces abrasions; Fit right or left knee, Size 14-15inch, Medium | Pair
| Giv mohr sling, Medium Size 5.3-5.10inch; For patient weighing 61-84kg; Should allow arm swing during ambulation; Washable; Universal fit, able to be worned on the right or left | Piece
| Wheelchair, Four wheels, Active manual, 14inch: Frame, Light rigid and made of steel; Backrest, Height adjustable, angle adjustable, foldable, made of strong tension adjustable straps, covered with waterproof upholstery; Arm rests, Ergonomic with or without removable options; Seat, Some degree of seat angle or tilted backward, adjustable seat height, with or without adjustable seat depth, sling design made of high strength fabric or flat seat; Footrest, Height adjustable; Rear wheels, Axle adjustability, 24-28 x 1.5inch diameter, spoked pneumatic tyres, quick release axle, smooth push rims; Front castor wheels, 1-2inch width and 6-10inch diameter, sturdy & swivel; Lock/brake, Bushed, adjustable and toggle mechanism. Weight capacity, 90-130Kg Accessories: Tyre repair kit, Basic tools for maintenance and assembly, Manual, Anti-tip bars and wheels, Pressure relief cushion with waterproof cover and Calf strap | Set
| Wheelchair, Four wheels, Active manual, 18.5-20inch: Frame, Light rigid and made of steel; Backrest, Height adjustable, angle adjustable, foldable, made of strong tension adjustable straps, covered with waterproof upholstery; Arm rests, Ergonomic with or without removable options; Seat, Some degree of seat angle or tilted backward, adjustable seat height, with or without adjustable seat depth, sling design made of high strength fabric or flat seat; Footrest, Height adjustable; Rear wheels, Axle adjustability, 24-28 x 1.5inch diameter, spoked pneumatic tyres, quick release axle, smooth push rims; Front castor wheels, 1-2inch width and 6-10inch diameter, sturdy & swivel; Lock/brake, Bushed, adjustable and toggle mechanism. Weight capacity, 90-130Kg Accessories: Tyre repair kit, Basic tools for maintenance and assembly, Manual, Anti-tip bars and wheels, Pressure relief cushion with waterproof cover and Calf strap | Set
| Abdominal Binder: post-partum, post-surgery, and abdominal support belt. Made of strong and elastic fabric with velcro straps, hooks or fasteners. MEDIUM: 28-36inches. | Piece
| Tilt and Reclining chair: Adjustable backrest (90º – 170º) and calf rest; Reclinable seat; Air system and foam for pressure relief; Heavy duty stainless steel frame; Three lockable castors and one steering castor; Breathable polyurethane cover that is replaceable & easy to clean; Four folding wings; Standard dining tray; Seat height: 60-65 cm; Seat width: 45-55 cm; Seat depth: 45-50 cm; Back reclining: 100-170º; Seat reclining: 0-20º; Leg elevating: 70º down to 5º up; Maximum user weight: 150kg. Must be supplied with accessories, tools, kits, assembly and user manual. | Set
Ankle supports/braces
| Wheelchair, Four wheels, Manual, Semi-urban, Adjustable seat,18.9inch: User propelled; Cross folding frame; Adjustable seat depth, footrest height and angle, backrest height and angle; Curved armrest; Contoured pressure relief cushion with waterproof, thin and stretchy cushion cover; Height adjustable push handles; Spoked rear wheels with adjustable axle position; Push rims attached to the rear wheels; Sturdy and medium sized castor wheels; Tension adjustable straps for backrest and seat surface; Strong and pneumatic rear wheel tyres; Strong and bushed brakes with adjustable toggle mechanism | Set
| Abdominal Binder: post-partum, post-surgery, and abdominal support belt. Made of strong and elastic fabric with velcro straps, hooks or fasteners. EXTRASMALL: 22-24 inches. | Piece
| Air cushion Inflatable by mouth or portable hand air pump; Standard size; Water resitant cushion with anti-skid polyester cover | Set
| Abdominal Binder: post-partum, post-surgery, and abdominal support belt. Made of strong and elastic fabric with velcro straps, hooks or fasteners. SMALL: 24-28inches. | Piece
| Abdominal Binder: post-partum, post-surgery, and abdominal support belt. Made of strong and elastic fabric with velcro straps, hooks or fasteners. EXTRALARGE: 42-52inches. | Piece
| Hot Pack: hydrocollator moist heat packs, provide upto 30 minutes of deep moist heat. Must be supplied with terry cover. Medium or standard sized, size: 8-12 inches by 13-15 inches. | Piece
| Wire cutter, heavy duty, length 22 cm | Piece
| Rigid strapping tape: Strong extra rigid construction perfect for strapping all joints. Pinked edges and Hand Tearable. size; 25mm x 13.7m | 32/pkt
| Rigid strapping tape: Strong extra rigid construction perfect for strapping all joints. Pinked edges and Hand Tearable. size; 50mm x 13.7m. | 24/pkt
| Velcro loop Size 50mm x 25m. | Roll
| Accupunture/dry needles, 0.20 x 30mm with guide tube for each needle. Type: Fine needle, sterilized; Disposable | 100/pkt
| Axillary crutch, Large Light, and strong aluminium/steel tubing; Firm axillary pad; Easy release mechanism to adjust height; Non-slip and flexible rubber ferrule tip; Firm and padded handgrip; Hand piece height adjustment range from 1-12inch with 1inch increment; Height 50-56inch with 1inch increment; Weight capacity upto 180Kg | Pair
| Gutter splint/gaiter, Large | Piece
| Splinting material 36% or 42% perforated, thickness 1.6mm or 2mm, Size 61 x 91cm . | Sheet
| Pavlik Harness of medium size with shoulder strap, chest strap, abduction strap, leg strap and flexion strap | Set
| Shoulder immobilizer: elastic shoulder immobilizer with wrist cuff and shoulder strap including additional shoulder cup. Washable. size: large. | Piece
| Shoulder immobilizer: elastic shoulder immobilizer with wrist cuff and shoulder strap including additional shoulder cup. Washable. size: small. | Piece
| Back support with back splint; Wide belt (Lumbo-sacral); Well ventilated; Adjustable straps, 80 cm | Piece
| Tilt-in-Space Wheelchair: (Adult) The chair must effectively redistribute pressure from the patient's posterior to the back. The center of gravity must shift while keeping the knees and hips at a constant 90 degree angle. The chair must be ideal for individuals who are unable to sit in a standard wheelchair for prolonged periods of time due to muscular dystrophy or Stroke and other similar neuromuscular conditions. Size - width 18". Must be supplied with accessories, tools, kits, and assembly manual. | Set
Pouch arm slings
| Abdominal Binder: post-partum, post-surgery, and abdominal support belt. Made of strong and elastic fabric with velcro straps, hooks or fasteners. LARGE: 36-42inches. | Piece
| Colour coded electrode cable for TENS and interferential machine | Set
| Silicone gel sheet, self adhesive, reusable and washable, flexible, skin colour or transparent, 4 x 15 cm | Sheet
| Wheelchair, Postural support and manual mobility, Paediatric (Intermediate), Seat width: 12 inches; Seat depth: 9-15 inches: Four wheels, Rigid frame with supportive seating system; Fixed tilt in space; Side trunk and pelvic supports; Padded seat and back; Adjustable headrest; Abductor (knee separator); Adjustable sacral pad; Adjustable back height; Seat belt for pelvic support; Chest strap for trunk support; Rear wheels: removable with quick-release axle; Casters: solid rubber; Reclining backrest; Plastic tray table; High durability casters, bearings, and upholstery; Adjustable seat depth; Adjustable anti-thrust seat cushion; Extensive modification and spare parts, kits & tools; Adjustable footplate; Seat width 11 inches, 12 inches, 14 inches; Seat depth 7-11 inches, 8-13 inches, 9 inches -15 inches; Seat height 18.4 inches; Backseat height 19.4 inches; Seat angle 0 – 45 degree; Back height 9-13 inches, 11-15 inches, 13-17 inches; Back angle 85-120º; Footrest height 6-15 inches; Rear wheel axle adjustability, multiple with upto 10cm range; Distance between trunk side pads adjustable from 6.5-11.1 inches; Trunk side pads height adjustable upto 25cm with 2cm increment; Distance between pelvis side pads adjustable, +/- 1.18 inches; Headrest position adjustable; Overall width open 22 inches, 23.6 inches, 25.6 inches; Weight capacity: 50-75kg | Set
| Rubber electrode pads with straps, small | Piece
| Posture control walker, Small One-way ratchet rear wheels; Foldable; Four wheels with front swiveling wheels; Adjustable height 14.5-22inch; Distance inside handles (width/lateral dimension) adjustable 13.5- 16inch | Piece
| Wheelchair, Transfer, Four wheels, Seat width, 20inch: Attendant propelled; Crossfolding frame; Strong and removable armrests; Detachable, swing away and height adjustable footrest hanger; Elevating adjustable angle of footrest hanger; Leg strap, Nylon strap 4-5cm wide with velcro; Foot rest, Plastic, aluminium or mild steel and height adjustable; Belt, Seat angle tilt: 5-8°; Back to seat angle: 90°; Upper back bend post: 8-10°; Standard back height; Gripped push handle; Strong nylon or vinyl back and seat upholstery; Comfort cushion with water resistant cover; Strong swivel fork and sturdy casters; Standard or spoke rear wheels with strong semi-solid or pneumatic tyres; 12mm thick axle; Smooth push rims; Strong and bushed brakes/wheel lock with adjustable toggle mechanism; Weight capacity: Upto 120Kg Accessories: Necessary tools for assembly and user maintenance with each unit; A comfort cushion with specified cushion cover | Set
| Wheelchair, Postural support and manual mobility, Paediatric (Intermediate), Seat width: 5.3-13"; Seat depth: 7.5-13": Three wheels; Rigid 3 wheel frame design with supportive seating system highly adjustable and removable rear wheels; Clip off supportive seating system; Adjustable backrest height and angle; Adjustable headrest; Side trunk and pelvic supports; Adjustable tilting seating system; Abductor (knee separator); Removable footrests and independent height and tilt adjustment; Tipping prevention; Adjustable pelvic strap, chest strap, calf strap and ankle strap; Removable tray; Tire repair kit; Basic tool kit; Adjustable seat depths 7.5-13inch, 11.6-16.9inch; Back height 15.7-22.4inch and 15.7-22.4inch; Back angle 80-105º; Daily tilt angles 4 positions: 0 (vertical), 5, 10 and 15 & plus degree options, quick and easy to adjust without any hand tools; Footrest height 6.3-16.5inch; Rear wheel with 36 spoke aluminum rims; Safe and balanced adjustable rear wheel axle; Distance between trunk side pads 6.7-15.7inch; Trunk side pads height 7.1-14.8inch; Headrest adjustability, Contoured headrest with removable, washable cotton cover; Adjustable headrest height and depth; Height 14.6-27.2inch and Headrest position with forward/backward adjustment: 2.4inch; Weight capacity: 50-75Kg | Set
| Transfer wheelchair: Four-wheel manual wheelchair for patient transport. Attendant or self propelled. Frame: crossfolding, strong and sturdy. Backrest: mild angled (6-10 degree) at one or two levels bend post, gripped push handles, brake control on the push handles (optional), strong waterproof and alcohol wipeable fabrics, 90 degree back to seat angle, standard back height. Seat: mild degree (4-8 degree) of seat angulation, strong waterproof and alcohol wipeable fabric seat surface. Arm rest: strong, padded and removal. Footrest: non-elevating hanger, detachable and/or swing away, adjustable footrest height, leg strap 4-5 cm fabric with velcro fastener, plastic or mild steel footrest plate. Rear wheels: standard or spoked rear wheels with strong semi-solid or pneumatic tyres, fixed or adjustable axle, smooth push rims. Front castors: strong swivel fork and study castors. Lock/brakes: strong and bushed brakes/wheel lock with adjustable toggle mechanism. Weight capacity upto 100 Kg. Accessories: necessary tools for assembly and user maintenance with each unit; A comfort seat-cushion with specified cushion cover; Seat belt. Size Seat width: 12 inches (Children). | Set
| Transfer wheelchair: Four-wheel manual wheelchair for patient transport. Attendant or self propelled. Frame: crossfolding, strong and sturdy. Backrest: mild angled (6-10 degree) at one or two levels bend post, gripped push handles, brake control on the push handles (optional), strong waterproof and alcohol wipeable fabrics, 90 degree back to seat angle, standard back height. Seat: mild degree (4-8 degree) of seat angulation, strong waterproof and alcohol wipeable fabric seat surface. Arm rest: strong, padded and removal. Footrest: non-elevating hanger, detachable and/or swing away, adjustable footrest height, leg strap 4-5 cm fabric with velcro fastener, plastic or mild steel footrest plate. Rear wheels: standard or spoked rear wheels with strong semi-solid or pneumatic tyres, fixed or adjustable axle, smooth push rims. Front castors: strong swivel fork and study castors. Lock/brakes: strong and bushed brakes/wheel lock with adjustable toggle mechanism. Weight capacity upto 120 Kg. Accessories: necessary tools for assembly and user maintenance with each unit; A comfort seat-cushion with specified cushion cover; Seat belt. Size Seat width: 16 inches (Children). | Set
| Rubber tips, Axillary and elbow crutches, canes, and sticks. | Pair
| Chest Binder: binder belt to support chest after chest and thoric surgeries. Made of strong and elastic fabrics with straps and fasteners. Size: Large 40-46inch. | Piece
| Hip kit: 32 inch reacher, a contoured sponge with 17 inch handle, formed sock aid and 24 inch dressing aid. | Set
| Hand exercise putty: for rehabilitation & hand strengthening. Safe and non-toxic material, gluten, latex and casein free. Non greasy with 6 different color coded firmness levels: XX-soft(Brown), X-Soft(Yellow), Soft(Red), Medium (Green), Firm(Blue), X-firm(Black). | Set
| Shoulder immobilizer: elastic shoulder immobilizer with wrist cuff and shoulder strap including additional shoulder cup. Washable. size: medium. | Piece
| Wheelchair, Four wheels, Manual, Semi-urban, Adjustable seat,15.7inch: User propelled; Cross folding frame; Adjustable seat depth, footrest height and angle, backrest height and angle; Curved armrest; Contoured pressure relief cushion with waterproof, thin and stretchy cushion cover; Height adjustable push handles; Spoked rear wheels with adjustable axle position; Push rims attached to the rear wheels; Sturdy and medium sized castor wheels; Tension adjustable straps for backrest and seat surface; Strong and pneumatic rear wheel tyres; Strong and bushed brakes with adjustable toggle mechanism | Set
| Ankle support/brace, Figure 8 design, Bilateral construction, Hook loop closure, Small | Piece
| Arm sling, Pouch with ring and straps around the neck support and stabilization of shoulder joint, Size 34-38cm Large | Piece
| Foot Drop Brace: a lightweight ankle-foot orthosis to provide dynamic support for drop foot or similar complaints; cushioned ankle wrap made from breathable, layered and strong material that can be worn comfortably for long periods of time; plastic inlay that fits discreetly between the tongue and laces of the shoe and is practically invisible when worn; washable. Large: 8.5-10.5 inches. | Piece
| Exercise band, Natural rubber, Latex resistive exerciser, Colour coded levels of progressive resistance, Length 2m and width 18-10cm, 2X heavy black | Piece
| Accupuncture/dry needle, 0.20 x 30mm With guide tube; Sterilized; Disposable | 100/pkt
| Accupuncture/dry needle, 0.25 x 25mm With guide tube; Sterilized; Disposable | 100/pkt
| Accupuncture/dry needle, 0.30 x 50mm With guide tube; Sterilized; Disposable | 100/pkt
| Spirometer, Incentive Capacity: 500-4000mL; Latex and DNR free | Piece
| Flutter device Shaped like a pipe with a hardened plastic mouthpiece at one end, a plastic protective, perforated cover at the other end, and a high-density SS ball resting in a plastic circular cone on the inside creating 18-35cmH2O pressure during expiration | Piece
| Lung flute | Piece
| PEP device Breathing mask with valve and eight different resistors; Close fitting mask and one way valve with attached expiratory resistors; Resistor set, 8 pieces; Resistor 1.5mm black, 5 pieces; Resistor 2mm white, 5 pieces; Resistor 2.5mm yellow, 5 pieces | Set
| Wheelchair, Postural support and manual mobility, Paediatric (Intermediate), Seat width: 11inch; Seat depth: 7-11inch: Four wheels, Rigid frame with supportive seating system; Fixed tilt in space; Side trunk and pelvic supports; Padded seat and back; Adjustable headrest; Abductor (knee separator); Adjustable sacral pad; Adjustable back height; Seat belt for pelvic support; Chest strap for trunk support; Rear wheels: removable with quick-release axle; Casters: solid rubber; Reclining backrest; Plastic tray table; High durability casters, bearings, and upholstery; Adjustable seat depth; Adjustable anti-thrust seat cushion; Extensive modification and spare parts, kits & tools; Adjustable footplate; Seat width 11inch, 12inch, 14inch; Seat depth 7-11inch, 8-13inch, 9inch-15inch; Seat height 18.4inch; Backseat height 19.4inch; Seat angle 0 - 45º; Back height 9-13inch, 11-15inch, 13-17inch; Back angle 85-120º; Footrest height 6-15inch; Rear wheel axle adjustability, multiple with upto 10cm range; Distance between trunk side pads adjustable from 6.5-11.1inch; Trunk side pads height adjustable upto 25cm with 2cm increment; Distance between pelvis side pads adjustable, +/- 1.18inch; Headrest position adjustable; Overall width open 22inch, 23.6inch, 25.6inch; Weight capacity: 50-75kg | Set
| Foot Drop Brace: a lightweight ankle-foot orthosis to provide dynamic support for drop foot or similar complaints; cushioned ankle wrap made from breathable, layered and strong material that can be worn comfortably for long periods of time; plastic inlay that fits discreetly between the tongue and laces of the shoe and is practically invisible when worn; washable. Medium: 7-8.5 inches. | Piece
| Wheelchair, Postural support and manual mobility, Paediatric (Intermediate), Seat width: 14"; Seat depth: 9-15": Four wheels, Rigid frame with supportive seating system; Fixed tilt in space; Side trunk and pelvic supports; Padded seat and back; Adjustable headrest; Abductor (knee separator); Adjustable sacral pad; Adjustable back height; Seat belt for pelvic support; Chest strap for trunk support; Rear wheels: removable with quick-release axle; Casters: solid rubber; Reclining backrest; Plastic tray table; High durability casters, bearings, and upholstery; Adjustable seat depth; Adjustable anti-thrust seat cushion; Extensive modification and spare parts, kits & tools; Adjustable footplate; Seat width 11", 12", 14"; Seat depth 7-11", 8-13", 9"-15"; Seat height 18.4"; Backseat height 19.4"; Seat angle 0 - 45º; Back height 9-13", 11-15", 13-17"; Back angle 85-120º; Footrest height 6-15"; Rear wheel axle adjustability, multiple with upto 10cm range; Distance between trunk side pads adjustable from 6.5-11.1"; Trunk side pads height adjustable upto 25cm with 2cm increment; Distance between pelvis side pads adjustable, +/- 1.18"; Headrest position adjustable; Overall width open 22", 23.6", 25.6"; Weight capacity: 50-75kg | Set
| Platform walker attachment: Easily attachable to common type of walkers through bracket or clips on either side of the walker; Strong and safe steel tubing; Padded forearm platform gutter and angulated hand grip; Height 36-55inch adjustable with 1inch increment; Forearm/platform tube length adjustable with 1inch increment upto 16inch; Max. width of the platform 6inch; Weight capacity upto150kg | Piece
Consumables - (Mobility Aids) | Adjustable posture support chairs, attendant/ self-propelling, with tension adjustable back with rigid, height adjustable full length laterals. Size: 12 standard Seat 300 mm wide x 300-400 mm adjustable depth. Specifications described in No. 3.47 | Set
| Walker Rubber Tips | Pair
| Elbow Crutch Rubber Tips | Pair
| Adjustable Walker with wheels (Alumunium) - adult | Piece
| Adjustable Walker with wheels (Alumunium)- Small | Piece
| Adjustable Walker without wheels (Alumunium) - Small | Piece
| Adjustable Platform Walker without wheels (Alumunium) - Large | Piece
| Adjustable Platform Walker with wheels (Alumunium) - Large | Piece
| Adjustable Platform Walker with wheels (Alumunium) - Small | Piece
| Adjustable Posterior Walker with wheels (Alumunium) - Adult/ Two fixed direction 5 inch front wheels & two fixed direction 3 inch. One way ratchet rear wheels. | Piece
| Adjustable posture support chairs, attendant/ self-propelling, with tension adjustable back with rigid, height adjustable full length laterals. Size: 8 Seat 200 mm wide x 175-250 mm adjustable depth. Seat and frame configuration: If the chair is modular the seat system (combined seat and backrest with optional accessories such as headrest) will be separate from the base frame. The chair or the base frame to be rigid or folding. Infinite adjustable seat system tilt between 0 and minimum 30 degrees by means of a quick release mechanical or hydraulic option. The design should allow for COG adjustment either as a specific wheel/seat adjustment or by means of a mechanism which will always result in COG being safely within base of support. The design of the COG adjustment should allow for appropriate access to the rear wheel. Seat module: The seat to back angle to be adjustable between 90° and 140° with a minimum of 5 settings.The design should always allow the foot rests to be in line with the front of the seat after adjustment of seat depth. Seat base must provide rigid support. The seat will have a length adjustable pelvic strap at 60°- 90° angle over hips. Width of pelvic strap for 12 and smaller = 30mm. Width of pelvic strap for 14 and bigger = 50mm. 12 short and smaller sizes should allow for age appropriate hip abduction. Back post / Push handle requirements: Top of Push handles must be a minimum 93.5cm from ground to top of push handles with 10cm height adjustability. Push handle may in no way restrict self-propelling, affect posture or set-up of back support system. Armrests: Armrests supplied as standard for chairs larger than 12 wide but can be removed as an option. Must be height adjustable with a minimum range of 100mm with 15mm increments (or infinitely adjustable) with the lowest height being 150mm from the top of the seat. Must be adjustable forward/back and must allow for support directly below the elbows. Footrest: Height adjustable hanger with minimum 150 mm range (100mm on 12 chair and smaller) to allow for variations in user profile and seat length adjustments. Must flip-up / fold up or must be detachable (not required on chairs smaller than 12). Adequate rigidity and must have a non-slip surface. Tray-table: Lap tray to be supplied as standard for chairs smaller than 12 wide. Lap tray Optional device for chairs over 12. Fitting for tray table to be provided on frame as standard. See specifications below under options. Head support: Standard accessory. Adjustable forward/back and up/down with a range of at least 100mm and 200mm respectively. Front castors and forks: Front castor wheel diameter range: 100 mm and 200 mm (+2mm). Front castor wheel width range: 25 mm and 80 mm. Stem to be fastened to the fork with thread and nut system to allow for re-fastening and adjusting. Rear wheels and axles: Size 12 standard chair and larger: minimum 24 x 1 3/8 diameter with one part semi-solid tyre. Size 12 short chair and smaller: minimum 20 x 1 3/8 diameter with one part semi-solid tyre or foam insert. Optional pneumatic tyre. To be fitted with quick-release axle. Anti-tip wheels: Must be removable. Should allow for adjustability to match the level of independence and balance of the user. Range of adjustability to allow for stability in static position and to adjust for the required degree of stability in propulsion and if applicable, when front castors are raised for obstacle clearance. Weight: Not to exceed 18 kg (complete, but without back system, tray table or head extension). 12 and under not to exceed 14 kg (complete, but without back system, tray table, or head support/extension). Repair / tool kit: All tools required to adjust frame and back rest systems, as well as foot rest system will be supplied with the chair. Back system: Tension adjustable backrest with rigid, height adjustable full length laterals to fit both basic and adjustable folding frame wheelchairs. Standard back height 42cm for chair sizes above 12 inch and 30cm for 12 inch & smaller chairs. Tall back height 50cm for chair sizes above 12 inch and 42cm for 12 inch & smaller chairs. Lateral depth: 20cm for 18 & 20 inch chairs, 15cm for 14 inch & 16 inch chairs, and 10cm for 12 inch chairs. Each wheelchair unit submitted and ordered must be supplied with the following: 1. Any necessary tools for assembly and user maintenance with each unit. 2. A comfort cushion with specified cushion cover 3. A printed user manual 4. A printed assembly manual 5. Pricing and ordering instructions for common spare parts. All wheelchairs submitted for review must include documentation from manufacturer including product specifications, parts lists, accessory list, product catalogue, assembly manual, user manual relative to that product or product line. | Set
| Adjustable posture support chairs, attendant/ self-propelling, with tension adjustable back with rigid, height adjustable full length laterals. Size: 14 standard Seat 350 mm wide x 350-450 mm adjustable depth. Specifications described in No. 3.47 | Set
| Adjustable posture support chairs, attendant/ self-propelling, with tension adjustable back with rigid, height adjustable full length laterals. Size: 18 standard Seat 450 mm wide x 350-450 mm adjustable depth. Specifications described in No. 3.47 | Set
| Adjustable Axillary Crutch (Aluminum) - Medium | Pair
| Adjustable posture support chairs, attendant/ self-propelling, with tension adjustable back with rigid, height adjustable full length laterals. Size: 14 short Seat 350 mm wide x 250-350 mm adjustable depth. Specifications described in No. 3.47 | Set
| Four Wheel Manual wheelchair (Basic): User propelled, Long wheelbase, Four wheels, Cross folding frame with seat upholstery (removable & washable) and tension adjustable straps; Back support/upholstery (removable & washable) and tension adjustable straps, Push handle, Arm support, Foot support, Pressure-relief Cushion with waterproof, thin and stretchy cushion cover (washable); 2 large rear wheels with pneumatic tyres, 2 small front casters, and removable & length-adjustable anti-tip levers. Push rims attached to the rear wheels. Strong & bushed brakes with adjustable toggle mechanism. Size (Seat width): 12.5 (inches); Seat dephts range: 14, 16, 18; Seat angle (tilt): 5 - 12 degrees; Back height: adjustable at 14, 16, 18; Foot rest height (below seat): adjustable at 12 - 17 inch; (Upper) back support angle: adjustable at/or 8 - 10 degrees; Wheel camber: 3 degrees; Rear axle position: multiple; Caster Size: 4.5 x 3; Seat sag (maximum): 2cm; Back sag: 1cm; Push rim clearance: 2cm. Accessories: Necessary tools for assembly and user maintenance with each unit; A pressure relief cushion with specified cushion cover; A printed user manual; A printed assembly manual. Size (Seat width): 15.5 inch | Set
| Four Wheel Manual wheelchair (Basic): User propelled, Long wheelbase, Four wheels, Cross folding frame with seat upholstery (removable & washable) and tension adjustable straps; Back support/upholstery (removable & washable) and tension adjustable straps, Push handle, Arm support, Foot support, Pressure-relief Cushion with waterproof, thin and stretchy cushion cover (washable); 2 large rear wheels with pneumatic tyres, 2 small front casters, and removable & length-adjustable anti-tip levers. Push rims attached to the rear wheels. Strong & bushed brakes with adjustable toggle mechanism. Size (Seat width): 12.5 (inches); Seat dephts range: 14, 16, 18; Seat angle (tilt): 5 - 12 degrees; Back height: adjustable at 14, 16, 18; Foot rest height (below seat): adjustable at 12 - 17 inch; (Upper) back support angle: adjustable at/or 8 - 10 degrees; Wheel camber: 3 degrees; Rear axle position: multiple; Caster Size: 4.5 x 3; Seat sag (maximum): 2cm; Back sag: 1cm; Push rim clearance: 2cm. Accessories: Necessary tools for assembly and user maintenance with each unit; A pressure relief cushion with specified cushion cover; A printed user manual; A printed assembly manual. Size (Seat width): 17 inch | Set
| Four Wheel Manual wheelchair (Basic): User propelled, Long wheelbase, Four wheels, Cross folding frame with seat upholstery (removable & washable) and tension adjustable straps; Back support/upholstery (removable & washable) and tension adjustable straps, Push handle, Arm support, Foot support, Pressure-relief Cushion with waterproof, thin and stretchy cushion cover (washable); 2 large rear wheels with pneumatic tyres, 2 small front casters, and removable & length-adjustable anti-tip levers. Push rims attached to the rear wheels. Strong & bushed brakes with adjustable toggle mechanism. Size (Seat width): 12.5 (inches); Seat dephts range: 14, 16, 18; Seat angle (tilt): 5 - 12 degrees; Back height: adjustable at 14, 16, 18; Foot rest height (below seat): adjustable at 12 - 17; (Upper) back support angle: adjustable at/or 8 - 10 degrees; Wheel camber: 3 degrees; Rear axle position: multiple; Caster Size: 4.5 x 3; Seat sag (maximum): 2cm; Back sag: 1cm; Push rim clearance: 2cm. Accessories: Necessary tools for assembly and user maintenance with each unit; A pressure relief cushion with specified cushion cover; A printed user manual; A printed assembly manual. Size (Seat width): 18.5 inch | Set
| Four Wheel Light Rigid Wheelchair Manual wheelchair, User propelled, Light weight, Four wheel, Rigid frame. Light and easy manoeuvrability. Adjustable seat depth, footrest height and angle, backrest height and angle to provide a customised fit. Tension adjustable back straps. Contoured pressure relief cushion with waterproof, thin & stretchy cushion cover. Folding backrest and quick-release rear wheels and castor wheels for quick and easy storage and transportation. Spoked rear wheels. Push rims attached to the rear wheels. Small castor wheels and 24 rear wheels to help negotiate small spaces. Multiple rear wheel axle positions. Bushed brakes with adjustable toggle mechanism. Size (seat width): 16 inches Each wheelchair unit submitted and ordered must be supplied with the following: 1. Any necessary tools for assembly and user maintenance with each unit. 2. A pressure relief cushion with specified cushion cover 3. A printed user manual 4. A printed assembly manual 5. Pricing and ordering instructions for common spare parts. All wheelchairs submitted for review must include documentation from manufacturer including product specifications, parts lists, accessory list, product catalogue, assembly manual, user manual relative to that product or product line. | Set
| Four Wheel Transfer Wheelchair Manual wheelchair; Attendant propelled (for use as transfer aids in the hospital/institutions); Crossfolding frame (for storage when not in use); Strong & removable armrests; Detachable, swing away & height adjustable footrest hanger; (Elevating) adjustable angle of footrest hanger (for transferring patients who may not be able to bend their knees); Leg strap: nylon strap (4 to 5 cm wide) with Velcro, the leg strap should have Velcro fitted to its full length to allow maximum adjustability (to rest the leg during tranfer); Foot rest: footplate to be plastic, aluminium or mild steel & height adjustable; Belt for back stability; Seat angle (tilt): 5 - 8 degrees; Back to seat angle: 90 degrees; (Upper) back bend post: 8 - 10 degrees; Standard back height; Gripped push handle; Nylon or vinyl back & seat upholstery; Comfort cushion with water resistant cover; Strong swivel fork and sturdy casters; Standard or spoke rear wheels with strong semi-solid tyres; 12mm thick axle; Smooth push rims. Strong & bushed brakes with adjustable toggle mechanism. Size (seat width): 16 inches (medium adult) Each wheelchair unit submitted and ordered must be supplied with the following: 1. Any necessary tools for assembly and user maintenance with each unit. 2. A comfort cushion with specified cushion cover 3. A printed user manual 4. A printed assembly manual 5. Pricing and ordering instructions for common spare parts. All wheelchairs submitted for review must include documentation from manufacturer including product specifications, parts lists, accessory list, product catalogue, assembly manual, user manual relative to that product or product line. | Set
| Four Wheel Light Rigid Wheelchair Manual wheelchair, User propelled, Light weight, Four wheel, Rigid frame. Light and easy manoeuvrability. Adjustable seat depth, footrest height and angle, backrest height and angle to provide a customised fit. Tension adjustable back straps. Contoured pressure relief cushion with waterproof, thin & stretchy cushion cover. Folding backrest and quick-release rear wheels and castor wheels for quick and easy storage and transportation. Spoked rear wheels. Push rims attached to the rear wheels. Small castor wheels and 24 rear wheels to help negotiate small spaces. Multiple rear wheel axle positions. Bushed brakes with adjustable toggle mechanism. Size (seat width): 18 inches Each wheelchair unit submitted and ordered must be supplied with the following: 1. Any necessary tools for assembly and user maintenance with each unit. 2. A pressure relief cushion with specified cushion cover 3. A printed user manual 4. A printed assembly manual 5. Pricing and ordering instructions for common spare parts. All wheelchairs submitted for review must include documentation from manufacturer including product specifications, parts lists, accessory list, product catalogue, assembly manual, user manual relative to that product or product line. | Set
| Four Wheel Heavy Duty Wheelchair Manual wheelchair, User propelled, Heavy duty, Four wheel, Cross folding frame. Adjustable seat depth, footrest height and angle, backrest height and angle to provide a customised fit. Curved armrest. Contoured pressure relief cushion with waterproof, thin & stretchy cushion cover. Height adjustable push handles. Spoked & removable rear wheels with a durable quick-release mechanism and foldable backrest for ease of storage and transportation. Push rims attached to the rear wheels. Sturdy and medium sized castor wheels to help manoeuvre over uneven terrain. Tension adjustable straps to provide good postural support. Strong and pneumatic rear wheel tyers. Choice of safe or active rear wheel positions. Strong & bushed brakes with adjustable toggle mechanism. Size (seat width): 18 inches. | Set
| Four Wheel Heavy Duty Wheelchair Manual wheelchair, User propelled, Heavy duty, Four wheel, Cross folding frame. Adjustable seat depth, footrest height and angle, backrest height and angle to provide a customised fit. Curved armrest. Contoured pressure relief cushion with waterproof, thin & stretchy cushion cover. Height adjustable push handles. Spoked & removable rear wheels with a durable quick-release mechanism and foldable backrest for ease of storage and transportation. Push rims attached to the rear wheels. Sturdy and medium sized castor wheels to help manoeuvre over uneven terrain. Tension adjustable straps to provide good postural support. Strong and pneumatic rear wheel tyers. Choice of safe or active rear wheel positions. Strong & bushed brakes with adjustable toggle mechanism. Size (seat width): 12 inches. | Set
| Adjustable Platform Walker without wheels (Alumunium) - Medium | Piece
| Three Wheel Manual wheelchair (Basic) Manual wheelchair, User propelled, Long wheelbase, Three wheel, Rigid frame with Solid Seatbase, Push handle, Removable Armrest, height adjustable and foldable Back support, Pressure-relief Cushion with waterproof, thin & strtechy cushion cover, Large front caster wheels with long wheelbase, height and angle adjustable footrest, adjustable axle position, Pneumatic rear wheel tyres, Removable rear wheels with a quick release mechanism and folding backrest for easy transport and storage. Push rims on the rear wheels. Strong & bushed brakes with adjustable toggle mechanism. Size (seat width): 20 inches. Each wheelchair unit submitted and ordered must be supplied with the following: 1. Any necessary tools for assembly and user maintenance with each unit. 2. A pressure relief cushion 3. A printed user manual 4. A printed assembly manual 5. Pricing and ordering instructions for common spare parts. All wheelchairs submitted for review must include documentation from manufacturer including product specifications, parts lists, accessory list, product catalogue, assembly manual, user manual relative to that product or product line. | Set
| Adjustable posture support chairs, attendant/ self-propelling, with tension adjustable back with rigid, height adjustable full length laterals. Size: 10 Seat 250 mm wide x 250-350 mm adjustable depth. Specifications described in No. 3.47 | Set
| Four Wheel Manual wheelchair (Basic) Manual wheelchair, User propelled, Long wheelbase, Four wheel, Cross folding frame with Seat Upholstery (removable & washable) and tension adjustable straps, Back support/Upholstery (removable & washable) and tension adjustable straps, Push handle, Arm support, Foot support, Pressure-relief Cushion with waterproof, thin and stretchy cushion cover (washable), 2 large rear wheels with pneumatic tyres, 2 small front casters, and removable & length-adjustable anti-tip levers. Push rims attached to the rear wheels. Strong & bushed brakes with adjustable toggle mechanism. Size (Seat width): 12.5 (inches); Seat dephts range: 14, 16, 18; Seat angle (tilt): 5 - 12 degrees; Back height: adjustable at 14, 16, 18; Foot rest height (below seat): adjustable at 12 - 17 inch; (Upper) back support angle: adjustable at/or 8 - 10 degrees; Wheel camber: 3 degrees; Rear axle position: multiple; Caster Size: 4.5 x 3; Seat sag (maximum): 2cm; Back sag: 1cm; Push rim clearance: 2cm. Each wheelchair unit submitted and ordered must be supplied with the following: 1. Any necessary tools for assembly and user maintenance with each unit. 2. A pressure relief cushion with specified cushion cover 3. A printed user manual 4. A printed assembly manual 5. Pricing and ordering instructions for common spare parts. All wheelchairs submitted for review must include documentation from manufacturer including product specifications, parts lists, accessory list, product catalogue, assembly manual, user manual relative to that product or product line. | Set
| Four Wheel Transfer Wheelchair Manual wheelchair; Attendant propelled (for use as transfer aids in the hospital/institutions); Crossfolding frame (for storage when not in use); Strong & removable armrests; Detachable, swing away & height adjustable footrest hanger; (Elevating) adjustable angle of footrest hanger (for transferring patients who may not be able to bend their knees); Leg strap: nylon strap (4 to 5 cm wide) with Velcro, the leg strap should have Velcro fitted to its full length to allow maximum adjustability (to rest the leg during tranfer); Foot rest: footplate to be plastic, aluminium or mild steel & height adjustable; Belt for back stability; Seat angle (tilt): 5 - 8 degrees; Back to seat angle: 90 degrees; (Upper) back bend post: 8 - 10 degrees; Standard back height; Gripped push handle; Nylon or vinyl back & seat upholstery; Comfort cushion with water resistant cover; Strong swivel fork and sturdy casters; Standard or spoke rear wheels with strong semi-solid tyres; 12mm thick axle; Smooth push rims; Strong & bushed brakes with adjustable toggle mechanism. Size (seat width): 12 inches (for children) Each wheelchair unit submitted and ordered must be supplied with the following: 1. Any necessary tools for assembly and user maintenance with each unit. 2. A comfort cushion with specified cushion cover 3. A printed user manual 4. A printed assembly manual 5. Pricing and ordering instructions for common spare parts. All wheelchairs submitted for review must include documentation from manufacturer including product specifications, parts lists, accessory list, product catalogue, assembly manual, user manual relative to that product or product line. | Set
| Four Wheel Heavy Duty Wheelchair Manual wheelchair, User propelled, Heavy duty, Four wheel, Cross folding frame. Adjustable seat depth, footrest height and angle, backrest height and angle to provide a customised fit. Curved armrest. Contoured pressure relief cushion with waterproof, thin & stretchy cushion cover. Height adjustable push handles. Spoked & removable rear wheels with a durable quick-release mechanism and foldable backrest for ease of storage and transportation. Push rims attached to the rear wheels. Sturdy and medium sized castor wheels to help manoeuvre over uneven terrain. Tension adjustable straps to provide good postural support. Strong and pneumatic rear wheel tyers. Choice of safe or active rear wheel positions. Strong & bushed brakes with adjustable toggle mechanism. Size (seat width): 20 inches. | Set
| Four Wheel Light Rigid Wheelchair Manual wheelchair, User propelled, Light weight, Four wheel, Rigid frame. Light and easy manoeuvrability. Adjustable seat depth, footrest height and angle, backrest height and angle to provide a customised fit. Tension adjustable back straps. Contoured pressure relief cushion with waterproof, thin & stretchy cushion cover. Folding backrest and quick-release rear wheels and castor wheels for quick and easy storage and transportation. Spoked rear wheels. Push rims attached to the rear wheels. Small castor wheels and 24 rear wheels to help negotiate small spaces. Multiple rear wheel axle positions. Bushed brakes with adjustable toggle mechanism. Size (seat width): 12 inches Each wheelchair unit submitted and ordered must be supplied with the following: 1. Any necessary tools for assembly and user maintenance with each unit. 2. A pressure relief cushion with specified cushion cover 3. A printed user manual 4. A printed assembly manual 5. Pricing and ordering instructions for common spare parts. All wheelchairs submitted for review must include documentation from manufacturer including product specifications, parts lists, accessory list, product catalogue, assembly manual, user manual relative to that product or product line. | Set
| Adjustable Elbow Crutch (Alumunium) - Small | Pair
| Adjustable Platform Walker with wheels (Alumunium) - Medium | Piece
| Adjustable Walker without wheels (Alumunium) - adult | Piece
| Adjustable Platform Walker without wheels (Alumunium) - Small | Piece
| Adjustable Posterior Walker with wheels (Alumunium) - Pediatric/ Two fixed direction 5 inch front wheels & two fixed direction 3 inch. One way ratchet rear wheels. | Piece
| Three Wheel Manual wheelchair (Basic) Manual wheelchair, User propelled, Long wheelbase, Three wheel, Rigid frame with Solid Seatbase, Push handle, Removable Armrest, height adjustable and foldable Back support, Pressure-relief Cushion with waterproof, thin & strtechy cushion cover, Large front caster wheels with long wheelbase, height and angle adjustable footrest, adjustable axle position, Pneumatic rear wheel tyres, Removable rear wheels with a quick release mechanism and folding backrest for easy transport and storage. Push rims attached to the rear wheels. Strong & bushed brakes with adjustable toggle mechanism. Size (Seat width): 12 inches. Each wheelchair unit submitted and ordered must be supplied with the following: 1. Any necessary tools for assembly and user maintenance with each unit. 2. A pressure relief cushion with specified cushion cover 3. A printed user manual 4. A printed assembly manual 5. Pricing and ordering instructions for common spare parts. All wheelchairs submitted for review must include documentation from manufacturer including product specifications, parts lists, accessory list, product catalogue, assembly manual, user manual relative to that product or product line. | Set
| Four Wheel Heavy Duty Wheelchair Manual wheelchair, User propelled, Heavy duty, Four wheel, Cross folding frame. Adjustable seat depth, footrest height and angle, backrest height and angle to provide a customised fit. Curved armrest. Contoured pressure relief cushion with waterproof, thin & stretchy cushion cover. Height adjustable push handles. Spoked & removable rear wheels with a durable quick-release mechanism and foldable backrest for ease of storage and transportation. Push rims attached to the rear wheels. Sturdy and medium sized castor wheels to help manoeuvre over uneven terrain. Tension adjustable straps to provide good postural support. Strong and pneumatic rear wheel tyers. Choice of safe or active rear wheel positions. Strong & bushed brakes with adjustable toggle mechanism. Size (seat width): 14 inches. | Set
| Four Wheel Heavy Duty Wheelchair Manual wheelchair, User propelled, Heavy duty, Four wheel, Cross folding frame. Adjustable seat depth, footrest height and angle, backrest height and angle to provide a customised fit. Curved armrest. Contoured pressure relief cushion with waterproof, thin & stretchy cushion cover. Height adjustable push handles. Spoked & removable rear wheels with a durable quick-release mechanism and foldable backrest for ease of storage and transportation. Push rims attached to the rear wheels. Sturdy and medium sized castor wheels to help manoeuvre over uneven terrain. Tension adjustable straps to provide good postural support. Strong and pneumatic rear wheel tyers. Choice of safe or active rear wheel positions. Strong & bushed brakes with adjustable toggle mechanism. Size (seat width): 16 inches. | Set
| Adjustable posture support chairs, attendant/ self-propelling, with tension adjustable back with rigid, height adjustable full length laterals. Size: 12 short Seat 300 mm wide x 250-320 mm adjustable depth. Specifications described in No. 3.47 | Set
| Adjustable posture support chairs, attendant/ self-propelling, with tension adjustable back with rigid, height adjustable full length laterals. Size: 16 standard Seat 400 mm wide x 350-450 mm adjustable depth. Specifications described in No. 3.47 | Set
| Three Wheel Manual wheelchair (Basic) Manual wheelchair, User propelled, Long wheelbase, Three wheel, Rigid frame with Solid Seatbase, Push handle, Removable Armrest, height adjustable and foldable Back support, Pressure-relief Cushion with waterproof, thin & strtechy cushion cover, Large front caster wheels with long wheelbase, height and angle adjustable footrest, adjustable axle position, Pneumatic rear wheel tyres, Removable rear wheels with a quick release mechanism and folding backrest for easy transport and storage. Push rims on the rear wheels. Strong & bushed brakes with adjustable toggle mechanism. Size (seat width): 18 inches. Each wheelchair unit submitted and ordered must be supplied with the following: 1. Any necessary tools for assembly and user maintenance with each unit. 2. A pressure relief cushion with specified cushion cover 3. A printed user manual 4. A printed assembly manual 5. Pricing and ordering instructions for common spare parts. All wheelchairs submitted for review must include documentation from manufacturer including product specifications, parts lists, accessory list, product catalogue, assembly manual, user manual relative to that product or product line. | Set
| Adjustable Axillary Crutch (Aluminum) - Small | Pair
| Adjustable Elbow Crutch (Alumunium) - adult | Pair
| Four Wheel Manual wheelchair (Basic): User propelled, Long wheelbase, Four wheels, Cross folding frame with seat upholstery (removable & washable) and tension adjustable straps; Back support/upholstery (removable & washable) and tension adjustable straps, Push handle, Arm support, Foot support, Pressure-relief Cushion with waterproof, thin and stretchy cushion cover (washable); 2 large rear wheels with pneumatic tyres, 2 small front casters, and removable & length-adjustable anti-tip levers. Push rims attached to the rear wheels. Strong & bushed brakes with adjustable toggle mechanism. Size (Seat width): 12.5 (inches); Seat dephts range: 14, 16, 18; Seat angle (tilt): 5 - 12 degrees; Back height: adjustable at 14, 16, 18 inch; Foot rest height (below seat): adjustable at 12 - 17 inch; (Upper) back support angle: adjustable at/or 8 - 10 degrees; Wheel camber: 3 degrees; Rear axle position: multiple; Caster Size: 4.5 x 3; Seat sag (maximum): 2cm; Back sag: 1cm; Push rim clearance: 2cm. Accessories: Necessary tools for assembly and user maintenance with each unit; A pressure relief cushion with specified cushion cover; A printed user manual; A printed assembly manual. Size (Seat width): 14 inch | Set
| Three Wheel Manual wheelchair (Basic) Manual wheelchair, User propelled, Long wheelbase, Three wheel, Rigid frame with Solid Seatbase, Push handle, Removable Armrest, height adjustable and foldable Back support, Pressure-relief Cushion with waterproof, thin & strtechy cushion cover, Large front caster wheels with long wheelbase, height and angle adjustable footrest, adjustable axle position, Pneumatic rear wheel tyres, Removable rear wheels with a quick release mechanism and folding backrest for easy transport and storage. Push rims attached to the rear wheels. Strong & bushed brakes with adjustable toggle mechanism. Size (seat width): 16 inches. Each wheelchair unit submitted and ordered must be supplied with the following: 1. Any necessary tools for assembly and user maintenance with each unit. 2. A pressure relief cushion with specified cushion cover 3. A printed user manual 4. A printed assembly manual 5. Pricing and ordering instructions for common spare parts. All wheelchairs submitted for review must include documentation from manufacturer including product specifications, parts lists, accessory list, product catalogue, assembly manual, user manual relative to that product or product line. | Set
| Adjustable Axillary Crutch (Aluminum) - Large | Pair
| Three Wheel Manual wheelchair (Basic) Manual wheelchair, User propelled, Long wheelbase, Three wheel, Rigid frame with Solid Seatbase, Push handle, Removable Armrest, height adjustable and foldable Back support, Pressure-relief Cushion with waterproof, thin & strtechy cushion cover, Large front caster wheels with long wheelbase, height and angle adjustable footrest, adjustable axle position, Pneumatic rear wheel tyres, Removable rear wheels with a quick release mechanism and folding backrest for easy transport and storage. Push rims attached to the rear wheels. Strong & bushed brakes with adjustable toggle mechanism. Size (seat width): 14 inches. Each wheelchair unit submitted and ordered must be supplied with the following: 1.Any necessary tools for assembly and user maintenance with each unit. 2. A pressure relief cushion with specified cushion cover 3. A printed user manual 4. A printed assembly manual 5. Pricing and ordering instructions for common spare parts. All wheelchairs submitted for review must include documentation from manufacturer including product specifications, parts lists, accessory list, product catalogue, assembly manual, user manual relative to that product or product line. | Set
| Four Wheel Transfer Wheelchair Manual wheelchair; Attendant propelled (for use as transfer aids in the hospital/institutions); Crossfolding frame (for storage when not in use); Strong & removable armrests; Detachable, swing away & height adjustable footrest hanger; (Elevating) adjustable angle of footrest hanger (for transferring patients who may not be able to bend their knees); Leg strap: nylon strap (4 to 5 cm wide) with Velcro, the leg strap should have Velcro fitted to its full length to allow maximum adjustability (to rest the leg during tranfer); Foot rest: footplate to be plastic, aluminium or mild steel & height adjustable; Belt for back stability; Seat angle (tilt): 5 - 8 degrees; Back to seat angle: 90 degrees; (Upper) back bend post: 8 - 10 degrees; Standard back height; Gripped push handle; Nylon or vinyl back & seat upholstery; Comfort cushion with water resistant cover; Strong swivel fork and sturdy casters; Standard or spoke rear wheels with strong semi-solid tyres; 12mm thick axle; Smooth push rims. Strong & bushed brakes with adjustable toggle mechanism. Size (seat width): 20 inches (large adult) Each wheelchair unit submitted and ordered must be supplied with the following: 1. Any necessary tools for assembly and user maintenance with each unit. 2. A comfort cushion with specified cushion cover 3. A printed user manual 4. A printed assembly manual 5. Pricing and ordering instructions for common spare parts. All wheelchairs submitted for review must include documentation from manufacturer including product specifications, parts lists, accessory list, product catalogue, assembly manual, user manual relative to that product or product line. | Set
| Four Wheel Transfer Wheelchair Manual wheelchair; Attendant propelled (for use as transfer aids in the hospital/institutions); Crossfolding frame (for storage when not in use); Strong & removable armrests; Detachable, swing away & height adjustable footrest hanger; (Elevating) adjustable angle of footrest hanger (for transferring patients who may not be able to bend their knees); Leg strap: nylon strap (4 to 5 cm wide) with Velcro, the leg strap should have Velcro fitted to its full length to allow maximum adjustability (to rest the leg during tranfer); Foot rest: footplate to be plastic, aluminium or mild steel & height adjustable; Belt for back stability; Seat angle (tilt): 5 - 8 degrees; Back to seat angle: 90 degrees; (Upper) back bend post: 8 - 10 degrees; Standard back height; Gripped push handle; Nylon or vinyl back & seat upholstery; Comfort cushion with water resistant cover; Strong swivel fork and sturdy casters; Standard or spoke rear wheels with strong semi-solid tyres; 12mm thick axle; Smooth push rims. Strong & bushed brakes with adjustable toggle mechanism. Size (seat width): 18 inches (standard adult) Each wheelchair unit submitted and ordered must be supplied with the following: 1. Any necessary tools for assembly and user maintenance with each unit. 2. A comfort cushion with specified cushion cover 3. A printed user manual 4. A printed assembly manual 5. Pricing and ordering instructions for common spare parts. All wheelchairs submitted for review must include documentation from manufacturer including product specifications, parts lists, accessory list, product catalogue, assembly manual, user manual relative to that product or product line. | Set
| Four Wheel Light Rigid Wheelchair Manual wheelchair, User propelled, Light weight, Four wheel, Rigid frame. Light and easy manoeuvrability. Adjustable seat depth, footrest height and angle, backrest height and angle to provide a customised fit. Tension adjustable back straps. Contoured pressure relief cushion with waterproof, thin & stretchy cushion cover. Folding backrest and quick-release rear wheels and castor wheels for quick and easy storage and transportation. Spoked rear wheels. Push rims attached to the rear wheels. Small castor wheels and 24 rear wheels to help negotiate small spaces. Multiple rear wheel axle positions. Bushed brakes with adjustable toggle mechanism. Size (seat width): 14 inches Each wheelchair unit submitted and ordered must be supplied with the following: 1. Any necessary tools for assembly and user maintenance with each unit. 2. A pressure relief cushion with specified cushion cover 3. A printed user manual 4. A printed assembly manual 5. Pricing and ordering instructions for common spare parts. All wheelchairs submitted for review must include documentation from manufacturer including product specifications, parts lists, accessory list, product catalogue, assembly manual, user manual relative to that product or product line. | Set
| Four Wheel Transfer Wheelchair Manual wheelchair; Attendant propelled (for use as transfer aids in the hospital/institutions); Crossfolding frame (for storage when not in use); Strong & removable armrests; Detachable, swing away & height adjustable footrest hanger; (Elevating) adjustable angle of footrest hanger (for transferring patients who may not be able to bend their knees); Leg strap: nylon strap (4 to 5 cm wide) with Velcro, the leg strap should have Velcro fitted to its full length to allow maximum adjustability (to rest the leg during tranfer); Foot rest: footplate to be plastic, aluminium or mild steel & height adjustable; Belt for back stability; Seat angle (tilt): 5 - 8 degrees; Back to seat angle: 90 degrees; (Upper) back bend post: 8 - 10 degrees; Standard back height; Gripped push handle; Nylon or vinyl back & seat upholstery; Comfort cushion with water resistant cover; Strong swivel fork and sturdy casters; Standard or spoke rear wheels with strong semi-solid tyres; 12mm thick axle; Smooth push rims. Strong & bushed brakes with adjustable toggle mechanism. Size (seat width): 14 inches (small adult) Each wheelchair unit submitted and ordered must be supplied with the following: 1. Any necessary tools for assembly and user maintenance with each unit. 2. A comfort cushion with specified cushion cover 3. A printed user manual 4. A printed assembly manual 5. Pricing and ordering instructions for common spare parts. All wheelchairs submitted for review must include documentation from manufacturer including product specifications, parts lists, accessory list, product catalogue, assembly manual, user manual relative to that product or product line. | Set
Consumables - (Supportive) | Velcro self adhesive hook, size - 25 mm, reel 25 meter | Roll
| Accupuncture/Dry Needles: accupuncture/dry needle with guide tube; sterilized & disposable; size: 0.25 x 75mm; Packet of 100 needles | Pkt
| Ankle Support/brace: Extra strong highly porous orthopedic webbing, containing heat resistant rubber with high modulus of elasticity. Hook loop closure - Medium | Piece
| Ankle Support/brace: Extra strong highly porous orthopedic webbing, containing heat resistant rubber with high modulus of elasticity. Hook loop closure - Small | Piece
| Crepe Bandage - 10 cm x 450 cm (4.5 m stretch length) | 1
| Silicon Polymer Heel Pad/cup/Shoe Lift : shoe size 5 and 6 (Small) | Pair
| Incentive Spirometer: 500 - 4000 ml capacity Latex + DNR free | Piece
| Tennis Elbow Strap - Medium (25-30 cm) | Piece
| Tennis Elbow Strap - Small (18-25 cm) | Piece
| Varicose vein support stocking: Measures circumference around mid thigh-approximate 6 inches above. Large (49-55 cm) | Pair
| Varicose vein support stocking: Measures circumference around mid thigh-approximate 6 inches above. Small (37-43 cm) | Pair
| Wrist brace - strong porous, orthopaedic webbing. Double hook loop locking system enhances the immobilization and provides a firm grip to the wrist. Size 12.5-16.3 cm (Small) | Piece
| Wrist brace - strong porous, orthopaedic webbing. Double hook loop locking system enhances the immobilization and provides a firm grip to the wrist. Size 16.3-20.0 cm (Medium) | Piece
| Wrist brace - strong porous, orthopaedic webbing. Double hook loop locking system enhances the immobilization and provides a firm grip to the wrist. Size 20.0-23.8 cm (Large) | Piece
| Accupuncture/Dry Needles: accupuncture/dry needle with guide tube; sterilized & disposable; size: 0.20 x 30mm; Packet of 100 needles | Pkt
| Accupuncture/Dry Needles: accupuncture/dry needle with guide tube; sterilized & disposable; size: 0.25 x 25mm; Packet of 100 needles. | Pkt
| Accupuncture/Dry Needles: accupuncture/dry needle with guide tube; sterilized & disposable; size: 0.30 x 50mm; Packet of 100 needles | Pkt
| Pouch arm sling with ring and straps around the neck support and stabilization of shoulder joint. For shoulder dislocation and subluxation, prevention and treatment - 30-34 cm (medium) | Piece
| Pouch arm sling with ring and straps around the neck support and stabilization of shoulder joint. For shoulder dislocation and subluxation, prevention and treatment - 34-38 cm (Large) | Piece
| Back supports: 80 cm | Piece
| Silicon Polymer Heel Pad/cup/Shoe Lift : shoe size 9 and 10 (Large) | Pair
| Back supports: 110 cm | Piece
| Splinting material (Thermoplast/ Aquaplast/ EZEform): Solid, thickness 3.2 mm, size - 61 x 91 cm | Sheet
| Back supports: 85 cm | Piece
| Base layer Foam: High density compressed (reconstituted flexible PU) foam 1300; Hardness factor 52-63; Density 130+10% kg/m3. | Series
| Splinting material (Thermoplast/ Aquaplast/ EZEform): Perforated, thickness 2.4 mm, size - 61 x 91 cm | Sheet
| Splinting material (Thermoplast/ Aquaplast/ EZEform): Perforated, thickness 3.2 mm, size - 61 x 91 cm | Sheet
| Back supports: 105 cm | Piece
| Back supports: 90 cm | Piece
| Back supports: 100 cm | Piece
| Back supports: 95 cm | Piece
| Knee Cap/Brace: Elastic construction provides effective joint control for weak or injured knees. Aids stiff, swollen and painful knees. Ideal for sports, works, or home. Feature 11 inch long thermal neoprene sleeve with nylon facing on both sides and 4-way stretch. Heavy duty outside for durability and is contoured and darted for optimum fit. Retains warmth, promotes healing, and reduces abrasions. Fits right or left knee. Measure around knee. (Size: small - 12 - 14 inch) | Piece
| Strapping and Taping Tape: Breathable porous athletic tape protects joints from sprains and injuries. Provides support to help speed recovery from injuries, high strength, versatile tape for a wide range of uses. Easy to tear, no scissors necessary. Size: 5 cm x 13.7 - 24 per case | Roll
| Moleskin Padding with self adhesive backing, roll of 0.8 mm x 300 mm x 4.6 m | Roll
| Crepe Bandage - 5 cm x 450 cm (4.5 m stretch length) | 1
| Silicon Polymer Heel Pad/cup/Shoe Lift : shoe size 7 and 8 (Medium) | Pair
| Soft Cervical collar, high density polyurethane foam cover with cotton stockknitte, plastic bushes to provide enough ventilation and Velcro closures for easy application, removal and adjustment, polythylene sheet reinforcement for better immobilization: size neck circumference in cm 38-42 (large) | Piece
| Pouch arm sling with ring and straps around the neck support and stabilization of shoulder joint. For shoulder dislocation and subluxation, prevention and treatment - 26-30 cm (small) | Piece
| Tennis Elbow Strap - Large (30-35 cm) | Piece
| Soft Cervical collar, high density polyurethane foam cover with cotton stockknitte, plastic bushes to provide enough ventilation and Velcro closures for easy application, removal and adjustment, polythylene sheet reinforcement for better immobilization: size neck circumference in cm 30-34 (small) | Piece
| Velcro loop, size - 25 mm, reel 25 meter | Roll
| Top Layer Foam: High-density foam 36/20; Hardness factor 18  21.6; Density range 32.1-40kg/m3. Size range: 46 cm wide; 43 cm long; 5cm high. 41 cm wide; 43 cm long; 5cm high. 38 cm wide; 43 cm long; 5cm high. 36 cm wide; 43 cm long; 5cm high. 30 cm wide; 43 cm long; 5cm high. Variance allowed on overall measurement for cushions: +1cm. The entire size range will remain one series. | Series
| Soft Cervical collar, high density polyurethane foam cover with cotton stockknitte, plastic bushes to provide enough ventilation and Velcro closures for easy application, removal and adjustment, polythylene sheet reinforcement for better immobilization: size neck circumference in cm 34-38 (medium) | Piece
| Varicose vein support stocking: Measures circumference around mid thigh-approximate 6 inches above. Extra Large (55-61 cm) | Pair
| Varicose vein support stocking: Measures circumference around mid thigh-approximate 6 inches above. Medium (43-49 cm) | Pair
| Splinting material (Thermoplast/ Aquaplast/ EZEform): Solid, thickness 2.4 mm, size - 61 x 91 cm | Sheet
| Pouch arm sling with ring and straps around the neck support and stabilization of shoulder joint. For shoulder dislocation and subluxation, prevention and treatment - below 26 cm (child size) | Piece
| Ankle Support/brace: Extra strong highly porous orthopedic webbing, containing heat resistant rubber with high modulus of elasticity. Hook loop closure - Large | Piece
| Knee Cap/Brace: Elastic construction provides effective joint control for weak or injured knees. Aids stiff, swollen and painful knees. Ideal for sports, works, or home. Feature 11 inch long thermal neoprene sleeve with nylon facing on both sides and 4-way stretch. Heavy duty outside for durability and is contoured and darted for optimum fit. Retains warmth, promotes healing, and reduces abrasions. Fits right or left knee. Measure around knee. (Size: Medium - 14 - 15 inch | Piece
| Top Layer Foam: High-density foam 40/24; Hardness factor 21.6-25.2; Density range 36.1-40kg/m3. Size range: 61 cm wide; 43 cm long; 5cm high. &#61623; 56 cm wide; 43 cm long; 5cm high. &#61623; 51 cm wide; 43 cm long; 5cm high. Variance allowed on overall measurement for cushions: +1cm. The entire size range will remain one series. | Series
| Knee Cap/Brace: Elastic construction provides effective joint control for weak or injured knees. Aids stiff, swollen and painful knees. Ideal for sports, works, or home. Feature 11 inch long thermal neoprene sleeve with nylon facing on both sides and 4-way stretch. Heavy duty outside for durability and is contoured and darted for optimum fit. Retains warmth, promotes healing, and reduces abrasions. Fits right or left knee. Measure around knee. (Size: Large - 15-17 inch) | Piece
| Crepe Bandage - 15 cm x 450 cm (4.5 m stretch length) | 1
| Strapping and Taping Tape: Breathable porous athletic tape protects joints from sprains and injuries. Provides support to help speed recovery from injuries, high strength, versatile tape for a wide range of uses. Easy to tear, no scissors necessary. Size: 3.8 cm x 13.7 - 32 per case | Roll
| Knee Cap/Brace: Elastic construction provides effective joint control for weak or injured knees. Aids stiff, swollen and painful knees. Ideal for sports, works, or home. Feature 11 inch long thermal neoprene sleeve with nylon facing on both sides and 4-way stretch. Heavy duty outside for durability and is contoured and darted for optimum fit. Retains warmth, promotes healing, and reduces abrasions. Fits right or left knee. Measure around knee. (SizeX-Large: 17 - 20 inch) | Piece
Equipment | Ultrasound Machine: Ultrasonic deep therapy unit with complete set including a transducer head and polarized transducer cable; Frequency of 1 - 3 MHz; Intensity of 0-3 w/Cm2 with display of output parameters along with timer; Power supply 220-240V, 50Hz; Power cord with round 3 pin top. | Set
| Cold Therapy Pack Chilling Unit: Front-load unit (Refrigerator-type) with temperature range of -12°C to -6°C and can be adjusted by the cold control knob. Capacity of 5 cubic feet and has 4 stainless steel shelves designed to quickly freeze cold packs, holds 12 standard-sized (11” (28 cm) L x 14” (36 cm)) packs. Comes complete with trays and cup holders. Power Supply : 230V ± 6% , 50 Hz ± 1 %; Power cord with 3 round pin top. Accessories: Set of 12 hydrocollator cold packs; cups and a thermometer. (Standardised Brands: Sammons Preston, Blue Star, Gibson and Chattanooga "or equivalent or higher") | Set
| Continuous Passive Motion (CPM) exerciser, Knee joint: Range of motion: Knee extension -5 to -3°, knee flexion 125-135°; Hip joint extension/flexion 8-80°; Ankle plantar flexion 40°, Dorsiflexion 30°, Internal rotation 30°, External rotation 30°; Patient height, 110-210cm; Speed from 50-220°/min; Stoppable and reversible at any time; Movement should reverse, if the load is excessive; Digital adjustment; Electrical stimulation capabilities; Session time control; Reverse on load function; Power Supply : 230V ± 6% , 50 Hz ± 1 %; Power cord with 3 round pin top. (Standardised Brands: Kinetec Spectra or equivalent or higher) | Set
| Continuous Passive Motion (CPM) exerciser, Elbow joint: Programmable ROM from 0 degree to 150 degree flexion/extension, with syncronized supination and pronation. Adjustable speed, adjustable height, patient safety handheld switch, Power Supply : 230V ± 6% , 50 Hz ± 1 %; Power cord with 3 round pin top. (Standardised Brands: Kinetec Spectra "or equivalent or higher") | Set
| Interferential electrical stimulation system: LCD display with different protocols, therapy modes; 4 pole, 4 pole multivector, 2 pole premodulated therapy. Medium frequency 2kHz to 4kHz, Low frequency 50Hz to 100Hz, Power Supply : 230V ± 6% , 50 Hz ± 1 %, Power cord with 3 round pin top. Accessories: One polarised output cable to connect the differentiated electrode cables; Four differentiated/colour coded electrode cables to connect the output cable and electrode pads; Eight interferential self-adhesive electrode pads. (Standardised Brands: EMS and ITO "or equivalent or higher") | Set
| Electric muscle stimulation system: diagnostic and therapeutic unit; Suitable for recording values for S.D curve; Produces galvanic and faradic current; Galvanic: continuous DC up to 135V of 0-75mA load; Interrupted Galvanic - Pulse duration of 0.01, 0.03, 0.1, 0.3, 1, 3, 10, 30, 100, 300msec; Faradic: 80 pulse/sec duration with 0.6ms width; Operational Environmental conditions: Temperature (+5 to +40)°C,Relative Humidity ( 4 to < 90)%, Altitude (200 to 3000m), Atmospheric Pressure (500 to 800) mmHg; Power Supply : 230V ± 6% , 50 Hz ± 1 %; Accessories: Set of two differentiated output electrode cables; 4 electrode pads: inactive and active electrodes pads, self-adhesive pads or (rubber or plate pads with sponge cover), 2 ball tip electrodes with handle/or pen electrodes. (Standardised Brands: EMS and Bio Med Inc "or equivalent or higher") | Set
| Fluidotherapy machine: dual extremity - bilateral limbs, upper and lower limbs. Variable adjustments of Time, Temperature and Air Speed. Operation modes: Continuous and Pulsed. Treatment time: 1-100 minutes. Operating temperature: 40-52 degree celsius. Air Speed: 0-100% with 5% increments. Power Supply : 230V ± 6% , 50 Hz ± 1 %; Power cord with 3 round pin top. Must be supplied with addtional 10 Kgs of Cellex media and user manual. | Piece
| Extracorporeal shock wave therapy system: High pressure up to 5 bars; Frequency 1-22Hz; Touch-screen operation; Modular system, up to 4 different physical therapy modules; 3 different transmitters (header); 2 kit or hand applicator for 3,000,000 shocks; 300mL application gel; stand table; Power Supply : 230V ± 6% , 50 Hz ± 1 %; Power cord with 3 round pin top and single phase 2 KVA Online UPS with atleast 6 Nos of 12V 9Ah batteries. | Set
| Chest vibration therapy device Power supply: AC 220-230V, 50-60Hz; Power cord with 3 round pin top | Set
| Therapeutic ultrasound system: Complete set with a transducer head and polarized transducer cable; Frequency: 1-3 MHz; Intensity of 0-3w/cm2 with display of output parameters along with timer; Operational Environmental conditions: Temperature (+5 to +40)°C, Relative Humidity( 4 to < 90)%, Altitude( 200 to 3000 )m, Atmospheric Pressure(500 to 800)mmHg; Power Supply : 230V ± 6% , 50 Hz ± 1 %; Power cord with 3 round pin top and single phase 2 KVA Online UPS with atleast 6 Nos of 12V 9Ah batteries. (Standardised Brands: Enraf Nonius, ITO, EMS, Cosmogamma and Chattanooga) | Set
| Interferential electrical stimulation system: LCD display with different protocols, therapy modes; 4 pole, 4 pole multivector, 2 pole premodulated therapy. Medium frequency 2kHz to 4kHz, Low frequency 50Hz to 100Hz, Power Supply : 230V ± 6% , 50 Hz ± 1 %; Power cord with 3 round pin top and suitable voltage stabilizer. Accessories: One polarised output cable to connect the differentiated electrode cables; Four differentiated/colour coded electrode cables to connect the output cable and electrode pads; Eight interferential self-adhesive electrode pads. (Standardised Brands: EMS and ITO or equivalent or higher) | Set
| Revolving hole puncher with 6 different hole sizes. Hole size dimensions: 2mm, 2.5mm, 3mm, 3.5mm, 4mm and 4.5mm. | Set
| Splinting heat pan; High quality, stainless steel heat pan with lid. Insulated plastic handles for safe removal of the lid. Thermostatically controlled with an indicator lightor illuminated switch. built in carry handles. internal perforated tray. Pan capacity;8-12 litres. Inner dimensions; length;40-60cm, width; 30-50cm, height;5-8cm, temperature; 60-90degree celcius. | Set
| Virtual Reality Simulator | Set
| Chest wall oscillator, High frequency: With vest having pursussive, vibratory and drainage purpose with frequency of 50-60 Hz | Set
| Assorted square and round pegboard: wooden board with 20 multi-coloured wooden pegs (10 round & 10 square) in four rows.9 1/2-inch by 7-inch wooden pegboard and 20 multi-colored 3-inch long wooden pegs. | Set
| Body weight support system: open frame design enabling partial weight-bearing therapy with open access to the patient. Hand held remote control – a button to raise or lower patient and to set unweighing the load. Able to accommodate pelvic rotation and vertical displacement. Accommodate pediatric and adult patients when standing over a treadmill with a 7" step-up. Must be powered with a rechargeable battery; Battery-powered electric height adjustment (charged from a 230V wall outlet); Weight sensors to measure left and right independently and displayed wirelessly on a detachable LCD panel. Strong four-wheeled system brakes. Adjustable handlebars with inner width: 65cm-100cm. Inner width of stand/base: 88-115 cm to accommodate standard size width treadmill. Unit height: 160-250cm. User capacity: 120-180Kgs. Must be supplied with 2 universal suspension harness; assembly tools and user manual. | Set
| Shape sorting cube with 10 multi colour wood blocks: size of box - 5.5 inch L x 5.5 inch W x 5.5 inch D. | Set
| Standing frame - Adult | Set
| Standing frame - Paediatric | Set
| Therapeutic Exercise ball, yellow: Diameter: 20-100cm Should come with inflation valve plug remover | Piece
| Crank adjustable Hi-Lo Mat platform. 183cm x 244 cm | Set
| Peanut Therapeutic Exercise ball, Diameter:40-80 cm | Piece
| Cushion: Bolster shaped with firm, wipe down cover, cylindrical shape, diameter: 8-18 inch, Length: 36-48 inch | Set
| Therapeutic LASER: Mid laser used by physiotherapist. Helium-neon laser producing red light at 630nm combined with infrared laser at 904nm, or other physiotherapy laser. Environmental operating condition: RH >80%. Input voltage 220-230V, Power cord with round 3 pin top. | Set
| Treadmill: 0.1mph to 11 mph adjustable speed (0.1 mph increments). Incline range from 0 -15 % in 1% increments. Support bars on both sides. Surface area - 51 x 140 cm, safely stop button, hand rails, weight capacity 400Ibs. Environmental operating condition: RH >80%. Power supply: 220V-230V,50Hz, Power cord of round 3 pin plug top. | Set
| Treatment Couches 6-Section (Manumed Optimal): Hydraulic high-low/Electric high-low, head section, flexion position, separate leg section, table top size 280 x 67cm, height adjustment 48-98cm. | Set
| Therapeutic Ultra Sound Machine: Ultra sonic Deep Therapy Unit with complete set including Transducer.1-3 MHz. Environmental operating condition: RH >80%. Input voltage 220-230V, Power cord with round 3 pin top. | Set
| Mat Platform: Frame work, Ultra-strong, Uniframe base and top construction; Height adjustment, Electrically adjustable with a hand switch from 50 - 100cm; Mat platform: foam padded, Size 120 -150 x 210 - 250cm; Weight capacity 120 - 150kgs | Set
| Infrared Lamp: with watt range from 150 - 500 watts,Automatic timer, thread type bulb, . Environmental operating condition: Power supply: 220V-230V,50Hz, Power cord of round 3 pin type plug top. RH >80%. | Set
| Corner Chairs: Provide support for symmetrical posture and mid-line control of head and trunk and improve breathing for children who have low trunk tone. Prevents scapular and shoulder retraction, a pattern frequently seen in children who cannot stabilize against gravity | Set
| Electric muscle stimulator: Diagnostic cum therapeutic unit, suitable for taking S.D curve, producing different types of stimulating currents i.e Galvanic and faradic current . The stimulating current outputs are: Galvanic - continuous DC upto 135 volts for a maximum of 0-75mA load. Interupted Galvanic - Pulse durationof 0.01, 0.03, 0.1, 0.3, 1, 3, 10, 30, 100, 300m sec. Faradic - 80 pulse per second duration with 0.6 ms width | Set
| Magnetic Therapy Device; for musculoskeletal pain and injuries management. magnetic strength; up to 5T. MT mode;1-100Hz for stimulation and contraction. ST mode;1000-3000Hz for regeneration and rehabilitation. Wavelength;900-700NM. power supply;230V, 60Hz. | Set
| Hot Pack Machine: Stainless steel with on/off switch and thermostatic control. Preset normal operating temperature control, Preset normal operating temperature control. a. Hot Pack Contour cervical Pack with cover. b. Hot Pack Half size Pack with cover. Environmental operating condition: Power supply: 220V-230V,50Hz, Power cord of round 3 pin type plug top. RH >80%. | Set
| Adaptive sitting chair: A sturdy and comfortable seating system, the High Low Chair (for children up to 45 inch in height) is a combination high chair and mobile floor sitter for children. Comfortable, Secure Positioning. Easily converts to a mobile floor sitter by detaching the upper frame from the pedestal base. Adjusts in height with the use of a single lever that activates a pneumatic cylinder. The mobile floor sitter frame is constructed of 1 inch powder coated tubular steel with locking casters. The cushioned seat is covered with a water proof, easy to clean polymer coated fabric. The durable melamine tray remains securely in place with a quick release locking lever. Include H-strap harness, washable cotton quilted trunk support, removable abductor and tray. An accessory head support and lateral supports are available. The high low chair, seat depth: 7 - 10 inch, seat back height: 22 inch, seat width: 12 inch, High chair seat height: 19 inch, Floor sitter seat height: 24 inch, Tilt in space angle: 15°, 20°, 25°, Weight of seat and frame: 46 lbs, Weight capacity of Hi Low chair:75 lbs, Wheel diameter: 2 inch, Foot rest dimensions: 6 x 12 inch, Tray dimensions: 12 x 18 inch. Input voltage 220-230V, Power cord with round 3 pin top. | Set
| Functional Electrical Stimulation Device: functional neuromuscular stimulation device with active and indifferent electrodes, switch: hand or weight bearing switch for lower limb. Fasteners and straps to hold the unit. Stimulus current output 1 – 60 mA ,Rectangular phase shape, Phase duration 50 µs - 400 µs in 10 µs increments, Pulse rate 1 – 100 pulses/second in 1 pulse increments. Power supply of 220V,50Hz or rechargeable battery operated. | Set
| Traction Machine for Cervical & Lumbar spine with Versatility, Tension Main Timer, Hold Timer, Patient control switch, Traction pilot light Safety Fuse with table and cervical and Lumbar harness, Thoracic Harness, Spreader bar, Pillow and triangular flexion stool. Power cord with round 3 pin top. Appropriate voltage stabilizer should be provided with the unit. a. Cervical & Lumbar Traction Machine Cables (chains). b. Cervical & Lumbar Traction Machine: Cervical. Environmental operating condition: 2Power supply: 220V-230V,50Hz, Power cord of round 3 pin plug top. Suitable voltage stabilizer. RH >80%. | Set
| Compact Shoulder Wheel | Piece
| Stacking cones with sequencing & colour identity, size - 4.5 inch H x 2.5 inch diameter | Set
| Tilt Table: Adult size, manual/electric, dimension 78 lengthX 28 widthx 33 height, weight capacity 230 lbs with angles from 0-90 degrees | Set
| Cardiac rehabilitation monitoring system; it provide fast and easy monitoring of the complete vitals of the patients while undergoing cardiac rehabilitation. the features includes; monitoring and recording patient's ECG signal, visual and audio warning system to inform patient's health status. calculate display and analyze the values of ECG, BP, SPO2. Slope and Speed. Speed treadmill control system according to changes in heart rate. Calculate and display of Calorie, BMI, VO2, BMR, RMR, Normal Weight, and Ideal Weight. Arrhythmia, ST & SpO2 Alarms. High Resolution ECG Processing. Arrhythmia Detection. Small, Lightweight and Water Resistant, Circuit protection against electrical shock. Accessories; NIBP reusable cuffs with hose of 3 various sizes (neonate, pediatric and adult) – 1 no. each.Spo2 Probe with extension set, various size ( Neonate, Pediatric and Adult) – 1 no each .• ECG:- 3/5 lead ECG cable and wire- 1 set• TEMP:- Skin temperature probe- 1 set. | Set
| Combo treatment kit: content- SaeboStim Pro, 2 Units, 2 inches round electrodes, 1 case of 40, 1.25 inches round electrodes, 1 pack of 4, 3.5 inches rectangle electrodes, 1 pack of 4, SaeboStim One, 2 small and 1 large, SaeboStim One wings, 2 small and 1 large, SaeboStim One gel electrodes, 30 small and 30 large. | Set
| Sensory massage basket set:Complete sensory massage kit of 8 items, Complete sensory massage kit of 8 items, Massage rollers & soft brushes, Tactile exploration & stimulation, Elegant & natural smooth birch wood, Packed in a willow and sea grass basket | Set
| ARAT Kit (Action Research Arm Test): tool for administering Action Reach Arm Test. Should consist of items viz. Long & short dowels with threaded rod, Long & short stainless steel tubing, Plank with threaded receivers, Marble, Cricket ball, Stainless steel can, 2 Ball bearings, Threaded rods for tubes, 4 Wood blocks: 4, 3, 2, 1 inches, Washer, Sharpening Stone, 2 Plastic cups, Velvet, storage bag. | Set
| Smart pegboard for functional and cognitive rehabilitation: standard board (circular peg 2.3x12cm), mixed shape board (circular, rectangular,triangular, peg2.5x4cm), pinch board ( peg 0.5x4cm). | Set
| Aluminium wrist roller,supination and pronation unit: Wrist Roller: Aluminum Roller with Three different diameters: 30mm, 40mm and 50mm to suit different Grips. Resistance: Unit fitted with Adjustable Resistance Control mechanism, controllable from Zero to Maximum. Laminated Board size, 20cm x 80cm long for placing or fixing on table. Can also be mounted on the Wall if required. | Set
| Moto med: Plastic-coated safety foot shells with disinfectable fastening straps and quick, release system (pair, incl. pedal cranks), Plastic-coated handles with quick release system (pair), Gas spring support for height adjustment, Selectable parallel chassis or expandable chassis with ground fixation,Knee bending adjustment incl. adjustment wheel, Colour touch display (7 inches), rotatable, inclinable, Quick release system for foot shells and handles, Pedal radius: 7 cm,Sturdy metal construction, high quality and stable, Closed plastic body (PC/ABS), easy to clean and disinfect,Easily movable with large castors (Ø 7.5 cm),Centrally operated 4-point ground fixation, (Serial interface), USB interface, Plastic-coated transport handle, Patient remote control,Colour: white/chrome/black/orange. Measurements expandable chassis: (LxWxH): 142–155 × 67–105 × 131–166 cm, Measurements parallel chassis: (LxWxH): 142–155 × 67–97 × 131–166 cm, Expandable chassis: weight: 98 kg, Parallel chassis: weight: 92 kg, Height adjustment (maximum bed height): 105 cm,Chassis height (ground clearance bed): 10 cm,Expandable chassis (spread width of guide tracks) (Emin–Emax): 55–93 cm, Parallel chassis (distance between guide tracks) (Pmin–Pmax): 55–85 cm, Maximum patient weight: 135 kg, Display size: 7 inches/18 cm, Classification: according to MDD lla / MDR IIa, Power supply: AC 220-240V, 50Hz; Power cord with 3 round pin top, max. 120 VA, Mains frequency: 47–63 Hz,Class II equipment / Typ BF. | Set
| Mobility Arm Support mini: total weight 7.4 lbs, total length extended 29.5 inch,total height 21 inch, total length closed 16 inch. | Set
| High Frequency Chest Wall Oscillation (HFCWO): A noninvasive high frequency chest wall oscillation (HFCWO) device, the InCourage system benefits patients living with a wide range of chronic respiratory challenges associated with cystic fibrosis, certain neuromuscular/ neuromotor diseases, COPD and bronchiectasis. Mode of Operation: Continous, Operating temperature:0°F to 92°F (10°C to 33°C) ambient temperature, Storage/Transport:- 13°F to 185°F (-25°C to 85°C), Operating humidity: 20% to 80% RH (non-condensing), Therapy unit length:13.5 inches (34.3 cm), Therapy unit width: 9inches (22.9 cm) Therapy unit height:13 inches (33.0 cm), Therapy unit weight:17.5 lbs. (7.94 kg), Power supply: AC 220-240V, 50Hz; Power cord with 3 round pin top, Voltage: 500 Watts, Fuses, 5 A 125 VAC. | Set
| Cough Assist: is a mechanical insufflation-exsufflation device designed to noninvasively clear secretions from the lungs by simulating a natural cough. Similar to a normal deep breath, Cough Assist gradually applies positive air pressure (insufflation) to obtain a large volume of air within the lungs. The device then quickly reverses the flow of air by shifting to negative air pressure (exsufflation). The resulting high expiratory flow helps mobilize secretions out of the airway as a deep, natural cough would do. Presets: 3, Modes: Manual, Auto, Advanced Auto,Maximum positive pressure:70 cm H₂O Cough Assist: is a mechanical insufflation-exsufflation device designed to noninvasively clear secretions from the lungs by simulating a natural cough. Similar to a normal deep breath, Cough Assist gradually applies positive air pressure (insufflation) to obtain a large volume of air within the lungs. The device then quickly reverses the flow of air by shifting to negative air pressure (exsufflation). The resulting high expiratory flow helps mobilize secretions out of the airway as a deep, natural cough would do. Presets: 3, Modes: Manual, Auto, Advanced Auto,Maximum positive pressure: 70 cm H₂O. Maximum negative pressure:- 70 cm H₂O,Triggering: Cough-Trak on/off (not available in Manual mode),Inhale flow: Low/medium/high,Inspiratory Time: 0.0 to 5.0 sec (not available in Manual mode), Expiratory time:0.0 to 5.0 sec (not available in Manual mode), Pause time:0.0 to 5.0 sec (not available in Manual mode or if Cough-Trak is enabled), Operating temperature, 5 to 35 °C, Relative humidity:5 to 95 % (non-condensing), Atmospheric pressure: 101 to 77 kPa (approximately 0-7500 ft), Weight (without detachable battery): 3.8 kg (8.4 lbs), Weight (with detachable battery installed): 4.3 kg (9.4 lbs), Size:29.2 cm W x 23.1 cm H x 19.0 cm D (11.5 W x 9.1 H x 9.5 D inches). | Set
| Adaptive sitting chair: Small plywood rear wheels in combination with carry handle and tow-strap; Light and easy to transport; Tray; Tilt in space; Lateral support pads; Abductor; Positioning straps; Headrest; Seat width adjustable: 5.5 - 9.4inch; Seat depth adjustable: 6.3 - 10.6inch; Back height adjustable: 10.2 - 13.6inch; Distance between trunk side pads adjustable: 4.7 - 7.1inch; Knee separator pad dimensions: 25 - 110mm; Headrest height adjustable: 12.2 - 16.5inch; A basic tool kit and assembly manual | Set
| Pulsed laser, Portable: Reach Deep tissue, Touch screen, timer, Safety function; Key lock, Emergency stop button, Alert indicator, Power Supply : 230V ± 6% , 50 Hz ± 1 %; Power cord with 3 round pin top | Set
| Harness, Standard, Unweighting: Torso Circumference, Adjustable from 24inch to 54inch; Capacity: 100-150kg | set
| Compression therapy pump Pressure range 30-100mmHg; Compressor output 16-24L/min; Cycle times inflation automatic; Deflation automatic therapy 30-60 mins; Mode selection, 7 different modes; Battery operated or power input; Power supply: AC 220-230V, 50-60Hz; Power cord with 3 round pin top | Set
| Medical Multi-Gym | Set
| Ultrasound imaging system, Musculoskeletal, Portable: Linear probe with bandwidth 4-12MHz or 5-16MHz; With inbuilt rechargeable battery; Power Supply : 230V ± 6% , 50 Hz ± 1 %; Power cord with 3 round pin top and appropriate voltage stabilizer | set
| Electromyography: Power Supply : 230V ± 6% , 50 Hz ± 1 %; Power cord with 3 round pin top and Appropriate voltage stabilizer | piece
| Electro acupuncture device: 8 different stimulation modes (Constant, Burst, Surge, Fast + Slow, Sweep, Random-1, Random-2, Random-3), LCD displays that provide point search sensitivity, frequency, pulse width, program modes, treatment time and battery life. Safety features including remaining battery-life detection, emergency stop button. Exclusive hand probe with acupuncture point search function. Power supply; .4 x DC 6 V battery. Frequency x1: 1 to 100 Hz. Frequency x10: 10 to 1000 Hz. Pulse width: 320 µs. at x1, 32 µs. to x10. | Set
| Invasive electrical muscle stimulator | set
| Treadmill harness Body weight support For standard treadmill with hip stabilizer; Harness for adult and paediatric; Max. patient weight 150kg; Max. patient height 215cm | Set
| Treadmill with harness support, dynamic: LCD display, 0.1-11m/hr adjustable speed, 0.1m/hr increments; Incline range from 0-15% in 1% increments; Support bars on both sides; Safety stop button; Hand rails; Weight capacity up to 200kg; Power Supply : 230V ± 6% , 50 Hz ± 1 %; Power cord with 3 round pin top and appropriate voltage stabilizer. (Standardised Brands: Fitking, Kettler, Tunturi and Jkexer or equivalent or higher) | Set
| Parallel bar exerciser, Powered, Adult: Adjustable height of 29" to 44" and width of 15" to 28". | Set
| Standing frame Back pad lifting adjusting range >200mm; Hip pad lifting adjusting range, > 200mm; Adjustable knee and hip pad, and adjustable table, Paediatric | Set
| Standing frame, Adult | Set
| Corner Chairs: Age/Size: 8 months - 4 years, 4 - 8 years; Height of chair with head supports, adjusts from 51 - 69 cm, adjust from 74 - 104cm; Removable tray: 38 x 43cm, 46 x 51 cm; Seat depth with insert: 20cm, 26cm; Seat depth without insert: 30cm, 36cm; Removable abductor: 8cm wide, 10cm wide; Chair with 4 inch swivel, locking casters. | Set
| Exercise pulley system, Overhead shoulder | Set
| Adaptive Sitting Chair: Seat depth: 7 inch - 10 inch, seat back height: 22 inch, seat width: 12 inch, High chair seat height: 19 inch, Floor sitter seat height: 24 inch, Tilt in space angle: 15°, 20°, 25°; Weight capacity: 30 -35 kgs, Wheel diameter: 2 inch, Foot rest dimensions: 6 x 12 inch, Tray dimensions: 12 x 18 inch. Power supply 220-230V; Power cord with round 3 pin top. Accessories: H-strap harness; washable cotton quilted trunk support; removable abductor and tray; accessory head support and lateral supports. | Set
| Rehabilitation corner steps, Adjustable Handrails-non slip; Robust, made from wood with non-slip treads with adjustable height handrails; 4 steps up 15cm height; 3 steps down 20cm height; Adjustable handrails (40-90cm) | Unit
| Assorted square and round pegs and pegboard: Wooden board (9 1/2inch x 7inch) with 20 nos. 3inch long multi-coloured wooden pegs (10 round and 10 square) in four rows | Set
| Therapy mat Firm foam mats with vinyl-coated nylon; Easily foldable; Mats covered by water resistant and wipe down cover; Thickness 2-4inch | Piece
| Marine shoulder wheel All 16g tube constructed, 100cm dia. wheel revolve smoothly with C.I drum & is fitted with calibrated sensitive resistance mechanism, the resistance is controllable from zero to maximum. A 360 deg. scale is provided on the drum to measure and record the degree of revolution from either direction. Arc of motion can be varied from 30cm to 80cm dia. Wheel is mounted on three laminated wall boards of which two boards are fitted with Two stainless steel channels (813mm H x 60cm W)to give wheel 50cm height adjustment to suit each patient. Oven baked finish. | Unit
| Short-wave diathermy treatment system: High power short wave diathermy with provisions for continuous and at least 3 pulsed output modes with up to 500 W on continuous mode and up to 800-1100 W on pulsed mode; Has provision to provide both capacitive and inductive outputs; Output frequency of 27.12MHz with the wavelength of 11 meters; Pulse repetition frequency of 20 to 200 Hz adjustable in 10 steps. LCD screen display of treatment parameter and time; Up to 30 minutes treatment timer & tuner control. Power Supply : 230V ± 6% , 50 Hz ± 1 %; Power cord with 3 round pin top and suitable (inbuilt) voltage stabilizer. Accessories: At least 2 flexible output electrode jack cables; pair each of 3"" and 5"" disc/circular electrode capacitors; set of inductive electrodes - pair each of small and medium size circular drum electrodes/applicators and/or flexible rubber electrodes with felt spacer and a monopulse applicator, and set of inductive cable electrodes. The unit must be supplied with user manual. (Standardised Brands: Enraf Nonius, EMS and ITO "or equivalent or higher") | Set
| Infrared phototherapy lamp: Watt range: 150-500W; With manual intensity adjustable knob; Automatic timer; Thread type bulb; Power Supply : 230V ± 6% , 50 Hz ± 1 %; Power cord with 3 round pin top. (Standardised Brands: Philips, Medilab and Bio Med Inc. or equivalent or higher) | Set
Media flask, wide screw neck glass bottle (Borosil) -500ml
| Treatment Couches 3 - Section (Manumed Optimal): Hydraulic high-low/Electric high-low, table top size 280 x 67cm, height adjustment 48-98cm. | Set
| Incremental weight cuff from 0.5kg to 5kg (with 0.5kg increment) | Set
| Therapeutic ultrasound system, Handheld: Complete set with a transducer head and polarized transducer cable; Frequency: 1-3MHz; Intensity button or key with digital intensity monitor in 0-3 w/cm2; with inbuilt rechargeable battery; Operational Environmental conditions: Temperature (+5 to +40)°C, Relative Humidity ( 4 to < 90)%, Altitude( 200 to 3000 )m, Atmospheric Pressure(500 to 800)mmHg; Power Supply : 230V ± 6% , 50 Hz ± 1 %; Power cord with 3 round pin top. | Set
| Fluid therapy system: Power supply: AC 220-234V, 50Hz; Power cord with 3 round pin top | Set
| Treatment couches 6 Sections; Hydraulic/electric high-low; Head section, flexion position; Separate leg section; Bench top; Height adjustment 48-98cm (Standardised Brands: Enraf Nonius) | Set
| Vestibular rehabilitation system, Paediatric: | Set
| Trampoline, Tough weatherproof mat and tubular steel frame, padded cover around the mat; Handle should simply screw off and the legs be foldable; Max weight support: 100-150kg | Set
| Therapeutic ultrasound system: Complete set with a transducer head and polarized transducer cable; Frequency: 1-3 MHz; Intensity of 0-3w/cm2 with display of output parameters along with timer; Operational Environmental conditions: Temperature (+5 to +40)°C, Relative Humidity( 4 to < 90)%, Altitude( 200 to 3000 )m, Atmospheric Pressure(500 to 800)mmHg; Power Supply : 230V ± 6% , 50 Hz ± 1 %; Power cord with 3 round pin top and appropriate voltage stabilizer. (Standardised Brands: Enraf Nonius, ITO, EMS, Cosmogamma and Chattanooga) | Set
| Treatment couch, 3 Sections: Electric high-low; Bench top; Height adjustment 48-98cm, Weight capacity 200kg. (Standardised Brands: Plinth Medical or equivalent or higher) | Set
| Cushion Bolster shaped with firm, wipe down cover, cylindrical shape: Size: 8-18 inch D; 36-48 inch L | 5/Set
| Transcranial Magnetic Stimulation therapy system/machine; The TMS therapy system should consists of main unit of the magnetic stimulator, Cooling unit, extra power supply unit, cooled figure of eight coil FEC-02-100-C,cooled figure of eight coil AFEC-02-100-C,K8 coil holder,K3 flexible arm for coil positioning, trolley with castors. Frequency range (Hz)0.1 – 100Hz, voltage range;110-120V and 220-240V. Operating temperature 0 ⁰C to +40 ⁰C. Pulse duration 160 μs. Magnetic induction; up to 4 tesla (depending on coil). | Set
| Two-way Air pump: Manually operated pump inflates balls, toys air mattresses etc on up and down strokes cutting effort in half. | Piece
| Therapeutic Exercise ball, blue: Diameter: 20-100cm Should come with inflation valve plug remover | Piece
| Therapeutic Exercise ball , red: Diameter: 20-100cm Should come with inflation valve plug remover. | Piece
| Therapeutic Exercise ball, orange: Diameter: 20-100cm Should come with inflation valve plug remover | Piece
| Trampoline: With an easy grip handle, Suitable for both indoor and outdoor use, with tough weatherproof mat and tubular steel frame with a durable coated finish, padded cover around the mat. The handle simply screws off and the legs fold down for ease of storage. Weight: 8 Kg, from handle to floor: 32.25 inch, dimensions: 33.75 inch x 33.75 inch, maximum weight: supports up to 68Kgs. | Set
| Cushion: wedge shaped with firm, wipe down cover, two wrap straps, one abductor module for pediatric, size: Height 4-12 inch, Length:22-28 inch, width:20-24 inch. | Set
| Therapeutic Exercise ball, green: Diameter: 20-100cm Should come with inflation valve plug remover | Piece
| The intrapulmonary percussive ventilator (IPV): provides high-frequency pulses to help move mucus and aid in lung recruitment. It is commonly used for patients with cystic fibrosis or patients on a mechanical ventilator.The IPV sends small, fast bursts of air that helps air get around and behind trapped mucus to open the airways and lungs. These small bursts of air also loosen and free mucus from airway walls. A continuous aerosol mist helps make mucus less sticky. Must include options like demand CPAP/PEEP, Inspiratory time, inspiratory flow, frequency, master switch, manual inspiration, nebulizer and operation pressure. Working Condition: Pulse/interval ratio: automatic; Run time: Non continuous; Aerosol flow: 25 LPM; Pulse amplitude: digital display, 0-99 cmH2O/hPa accuracy ±1 cmH2O/hPa; Pulse Frequency: 60-330 pulse per minute; Mean Airway Pressure (MAP): digital display, 0-99 cmH2O/hPa; Amplitude bar graph: digital display, 0-50 cmH2O/hPa; Session usage timer: digital display, max 59:59; Power supply: AC 220-240V, 50Hz; Power cord with 3 round pin top. Must include all Accessories including phasitron kit, percussionaire digital multimeter (PDM), Gas pipes, patient pipes with phasitron connector (100 nos), pole and stand assembly. | Set
| Multi activities workstation (Occupational therapy) for upper extremity. workstation cabinet is 48x27x36 inch with 12 recognized board activities (pinch tree, pipe assembly unit PVC, 25 hole pegboard, multi shaped pegboard, hand tool test frame, finger dexterity board, door latch board, dressing board set, shoulder abduction ladder,, bilateral shoulder ladder, hand exercise board with velcro, hand gym board). Workstation features: TWO, Wheelchair-accessible side shelves. TWO, Drop-out doors converting into workspace.Lockable double doors for security.. Sturdy construction with durable laminated work surfaces. | Set
| Traction system, Static powered: Should be able to deliver decompression therapy; Should have a touch screen interactive display for easy treatment set-ups and easy angle selection; Must provide along with the package Angle reference chart; Should be able to automatically calculate and digitally display the rope pull angle for decompression and traction as per the treatment protocol; Must be a build in computerized software package and protection against accidental setting of force-must have a safety switch for emergency shut off. Hold time: 1 to 99 Sec with Digital Display, Rest time: 1 to 99 Sec with Digital Display, Traction Force: 4-45 Kg (With Doubler 90 Kg), Cervical: 4-15 Kg ( Each 1 kg step), Lumbar 23 to 45 Kg (Each 2 kg Steps), Safety Switch. Should come with Flexion stool, Knee bolsters, Cervical pillow, Ankle bolsters, and decompression belts thoracic, pelvic and cervical. Should provide with a 4 section motorized table hi/low with clamps, frame attachments for connecting the traction unit. Power Supply : 230V ± 6% , 50 Hz ± 1 %; Power cord with 3 round pin top. (Standardised Brands: ITO and Kakinuma Seisakusho or equivalent or higher) | Set
| Letto 2 in-bed cycle ergometer: train the lower extremities in a passive, motor-assisted, and active mode, from a hospital bed or a therapy chair with spreadable chassis and a height and knee flexion adjustment. Specification: Leg trainer with pedal radius 7.0 cm; Big handlebar for an easy slide and positioning; Chassis with big castors and manual width adjustment; Bed mount for a stable hold and a safe training; Pneumatic height adjustment; Horizontally adjustable toward the patient; Rotating operating panel; Movement Protector & Spasm Control; Speed regulation from 0 to 60 rpm (passive); Regulation of motor power from 1 to 10; Preset a therapy duration from 0 to 120 minutes; Automatic device self test; Big user-friendly operating panel; color code system and big, easy-feel button; Dimensions (l × w × h cm) 118-129 × 70-100 × 124-155; Weight 65 kg; All-Metal construction; Classification Protection; Class II/Type BF; Classification according to MPG IIA; Maximum permissible user weight 135 kg; Screen Size 5.7" | Set
| Electric muscle stimulation system: Diagnostic and therapeutic unit; Suitable for taking S.D curve; Produce galvanic and faradic current; Galvanic: Continuous DC up to 135V for a max. of 0-75mA load; Interrupted Galvanic - Pulse duration of 0.01, 0.03, 0.1, 0.3, 1, 3, 10, 30, 100, 300msec; Faradic: 80 pulse/sec duration with 0.6ms width; Operational Environmental conditions: Temperature (+5 to +40)°C , Relative Humidity ( 4 to < 90)%, Altitude( 200 to 3000 )m, Atmospheric Pressure(500 to 800)mmHg; Power Supply : 230V ± 6% , 50 Hz ± 1 %; Power cord with 3 round pin top and Appropriate voltage stabilizer. Accessories: Set of two differentiated output electrode cables; 4 electrode pads: inactive and active electrodes pads, self-adhesive pads or (rubber or plate pads with sponge cover), ball tip electrode with handle/pen electrode. (Standardised Brands: EMS and Bio Med Inc or equivalent or higher) | Set
| ERIGO Early Mobilization Robotic Device. | Set
| LASER system, Helium-neon, Physical therapy: LCD display, Helium-neon laser producing red light at 630nm combined with infrared laser at 904nm; Power Supply : 230V ± 6% , 50 Hz ± 1 %; Power cord with 3 round pin top and suitable voltage stabilizer. (Standardised Brands: Cosmogamma and Medical Quant Ltd "or equivalent or higher") | Set
| Extracorporeal shock wave therapy system: High pressure up to 5 bars; Frequency 1-22Hz; Touch-screen operation; Modular system, up to 4 different physical therapy modules; 3 different transmitters (header); 2 kit or hand applicator for 3,000,000 shocks; 300mL application gel; stand table; Power Supply : 230V ± 6% , 50 Hz ± 1 %; Power cord with 3 round pin top and Appropriate voltage stabilizer. | Set
| Transcutaneous neuromuscular electrical stimulation system, physical therapy, handheld: With electrodes and 9V batteries; Dual channel: individually isolated circuits; Amplitude: 0-80mA; Type: Constant current; Waveform: Asymmetrical, rectangular bi-phasic with 0 DC current; Selectable pulse width: 50-300µS; Pulse rate selection: in the continuous mode 2-200Hz; Mode: Continuous, Burst or Modulated; Burst mode: Bursts of 9 pulses [200 µS] at 150Hz, repeating twice every sec; Modulation mode: 6-second cycle of concurrent width modulation and pulse repetition rate modulation; Width starting at 200µS and decreasing exponentially to 100µS in three seconds and then returning back to 200µS in the next three seconds; Rate starting at 100Hz, decreasing exponentially to 65Hz and then returning to 100 Hz; Selectable time duration of the treatment, from 1 minute-12Hrs; Low battery indicator; Accessories; 4 Self adhesive electrodes, 2 pairs of lead wires; Power Supply : 230V ± 6% , 50 Hz ± 1 %; Power cord with 3 round pin top. | Set
| Paediatric positioner: Half roll with two lateral supports. Wedge, Log roll, Tray with mirror for creative positioning, Carrying bag, Modules allow for a variety of creative positioning, Three positioning belts help to secure child, Soft covering is easy to clean and is nontoxic. Size: 34x19 inch (86 cm x 48 cm) base | Set
| Hot therapy pack heating unit: SS with on/off switch with rubber wheels for mobility and thermostatic control; Pre-set normal operating temperature control; The unit should have detachable insert rack to hold and suspend packs for heating. Tank Capacity 30-50 Liters approx. Filled Weight 50 kg - 80 kg approx, Temperature Range upto 90° C), Thermal Cut-out Temp (88° C ± 8° C), Heating Up Time to (70° C) - 3 Hours, Cool Down Time from 160° F (70° C) - 2 Hours, Heating Indicator, It Should have Drainage valve. Power Supply : 230V ± 6% , 50 Hz ± 1 %; Power cord with 3 round pin top and suitable voltage stabilizer; Accessories: Pair of Hot pack contour cervical pack with cover; pair of hot pack half size pack with cover; pair of Hot pack over size with cover. (Standardised Brands: EMS, Sammons Preston, Fizyomed and Chattanooga or equivalent or higher) | Set
| Short-wave diathermy treatment system: High power short wave diathermy with provisions for continuous and at least 3 pulsed output modes with up to 500 W on continuous mode and up to 800-1100 W on pulsed mode; Output frequency of 27.12MHz with the wavelength of 11 meters; Pulse repetition frequency of 20 to 200 Hz adjustable in 10 steps. LCD Screen display of parameter Treatment timer with all standard. 30 minutes treatment timer & tuner contro. Power Supply : 230V ± 6% , 50 Hz ± 1 %; Power cord with 3 round pin top and suitable voltage stabilizer. Accessories: At least 2 flexible output electrode jack cables; pair of 5inch disc/circular electrode capacitors. (Standardised Brands: Enraf Nonius, EMS and ITO or equivalent or higher)(Standardised Brands: Enraf Nonius, EMS and ITO) | Set
| Interferential Machine: Two oscillators of medium frequency are generated and cross- applied to the body by means of four electrode pads/self adhesive electrodes. Oscillator frequency fixed to 4000 Hz and second can be ranged to 4000  4150 Hz. a. Interferential Machine cable to the pads. b. Interferential Machine pad-large with cover/self adhesive electrodes. c. Inferential machine pad -medium with cover/self adhesive electrodes. d. Inferential machine pad small with cover/self adhesive electrodes. e. interferential machine switch cable. Environmental operating condition: Power supply: 220V-230V,50Hz, Power cord of round 3 pin type plug top. >80%. | Set
| Magnetic Field Therapy Unit, MG-Wave is a portable unit for therapy with low-frequency pulsating electromagnetic field. Specification: Field Pilot Signal: rectangular. Pulse Duration: Upto 5ms, Frequency: 1 + 750Hz, Max B Induction: 150 gauss (peak) (± 15%) on Piece coil, Timer: 0+240min, end-of-treatment acoustic signal and automatic interruption of operation. Power Supply: 100-200 Vac, 50-60Hz wall-mounted power supply. Input: 75VA, Safety Class: II- BF type (CEI EN 60601-1). Environmental operating condition: Power supply: 220V-230V,50Hz, Power cord of round 3 pin plug top. RH >80%. | Set
| Continuous Passive Motion (CPM) exerciser, Elbow joint: Programmable ROM from 0 degree to 150 degree flexion/extension, with synchronized supination and pronation. Adjustable speed, Dimension 56cmx100cmx76cm(variable height), Load reverse when excessive force is exerted on the joint; patient safety handheld switch, Power Supply : 230V ± 6% , 50 Hz ± 1 %; Power cord with 3 round pin top | Set
| Postural drainage table Allow the patient to lie in different postural drainage positions; Adjustable head section with nose hoel; Adjustable trunk and leg sections; High quality antimicrobial free foam hat can be wiped down; Adjustable height; X-frame lift action; Heavy duty individually lockable castors; Durable powder coated rust resistant frame; Max. working load 400Kg (Stationary); Max. lifting capacity 250Kg (Moving); Working height 450- 950mm; Single footswitch control; Independent lockable castors 360 degree rotation; Head section, manual adjustment +40 degree to -90 degree; Leg section, manual adjustment +70 degree; Power supply: AC 220-230V, 50-60Hz; Power cord with 3 round pin top | Piece
| Pulsed signal therapy system: Field pilot signal: rectangular; Pulse duration: Up to 5ms; Frequency: 1 + 750Hz; Max B induction: 150 gauss (peak) (±15%) on piece coil; Timer: 0+240min; End-of-treatment acoustic signal and Automatic interruption of operation; Power Supply : 230V ± 6% , 50 Hz ± 1 %; Power cord with 3 round pin top and Appropriate voltage stabilizer. (Standardised Brands: Cosmogamma or equivalent or higher) | Set
| Chest-oscillation airway secretion-clearing system, Paediatric | Set
| Postural drainage table: Allow the patient to lie in different postural drainage positions; Adjustable head section with nose hoel; Adjustable trunk and leg sections; High quality antimicrobial free foam hat can be wiped down; Adjustable height; X-frame lift action; Heavy duty individually lockable castors; Durable powder coated rust resistant frame; Max. working load of 200kg-400Kg (Stationary); Max. lifting capacity of 150kg-250Kg (Moving); Working height 450- 950mm; switch control; Independent lockable castors 360 degree rotation; Head section, manual adjustment +40 degree -90 degree; Leg section, manual adjustment +70 degree; Power supply: AC 220-230V, 50-60Hz; Power cord with 3 round pin top. | Set
| Delux revolving hole punch Length 22cm, Throat depth 3.8cm with replacement tubes of 2.4mm, 2.8mm, 3.2mm, 4mm, 4.4mm and 4.8mm tubes | Piece
| Psychophysiological biofeedback system: Bio-feedback Suitable for all kinds of exercise and relaxation therapies including pelvic floor re-education; Power Supply : 230V ± 6% , 50 Hz ± 1 %; Power cord with 3 round pin top | Set
| Parallel bar exerciser, Powered, Paediatric: Adjustable height and width by crank arm 2.5-3.5m long with base | Set
| Parallel Bars adjustable height and width by crank arm 3 m long. with base included - Paediatric | Set
| EMG bio-feedback, pressure feedback, electrotherapy and electro diagnostics: The myofeedback unit is provided with separate part for myofeedback, pressure feedback and combination with electrotherapy. Several surface and cavity electrodes can be connected. This makes the unit extremely suitable for all kinds of exercise and relaxation therapies including Pelvic floor re-education | Set
| Tilt table, Adult: Electric; Weight capacity 150kg with angles from 0-90°, thoracic, pelvic and knee harness. With wheels . Hand grip and foot rest. (Standardised Brands: Plinth Medical and EMS "or equivalent or higher") | Set
| Hot therapy pack heating unit: made of stainless steel with on/off switch; rubber wheels for mobility; has thermostatic control; Pre-set normal operating temperature control; Has detachable insert rack to hold and suspend packs for heating. Tank capacity upto 50L. Filled weight capacity upto 80Kg. Temperature range upto 90°C; Thermal Cut-out temperature (88° C ± 8° C) with Heating Indicator. The unit has drainage valve. Power Supply : 230V ± 6% , 50 Hz ± 1 %; Power cord with 3 round pin top and suitable voltage stabilizer; Accessories: Pair of hot pack contoured cervical pack with cover; pair of hot pack half size pack with cover; pair of Hot pack over size with cover. (Standardised Brands: EMS, Sammons Preston, Fizyomed and Chattanooga "or equivalent or higher") | Set
| Dumbell of Stainless steel with weight of 1 kg, 1.5 kg, 2 kg, 2.5 kg, 3 kg, 3.5 kg, 4 kg, 4.5 kg, 5 kg (one pair each) in a set with stand frame. | Set
| Body Weight Support Treadmill Harness: For standard treadmill with hip stabilizer; Harness for adult and pediatric; Size 140-160cm L, 142cm W, Ceiling height 250cm, Max. patient weight 150kg, Max. patient height 215cm | Set
| Overhead Shoulder Therapy Exercise Pulley System | Set
| Short Wave Diathermy SWD: High power short wave Diathermy with patients switch & internal cooling system along with additional voltage stabiliser 450 watts. Environmental operating condition: Power supply: 220V-230V,50Hz, Power cord of round 3 pin plug top. RH >80%. | Set
| Delux revolving hole punch, length 22 cm, throat depth 3.8 cm with replacement tubes of 2.4 mm tube, 2.8 mm, 3.2 mm, 4 mm, 4.4 mm, & 4.8 mm | Piece
| Heat gun: A free standing, light weight heat gun for use with all types of thermoplast with 2 hot air settings 300°C - 500°C. Weight 550 gm. Environmental operating condition: RH >80%, Voltage: AC 210-240V, 50Hz . | Set
| Mirror (with wheels) for therapeutic purpose - size (27 inch W x72 inch H) | Set
| Parallel Bars adjustable height and width by crank arm 4.5 m long. with base included - Adult | Set
| Recumbent Cycle Trainer: Adjustable seat height and distance with back rest and adjustable resistance. Electric or battery operated display to show RPM, time, resistance level, distance, speed. | Set
| Chest-percussion airway secretion-clearing system, Paediatric | Set
| Trampoline, Tough weatherproof mat and tubular steel frame, padded cover around the mat; Handle should simply screw off and the legs be foldable; mat diameter; 150-200cm Max weight support: 130-170kg. | Set
| Bicycle exerciser: Accurate instrumentation to measure heart rate, speed, distance, time and energy. Should have digital display showing RPM, speed, time, distance and calorie used. Body made up of stainless steel stationary exercise Cycle. Should have comfortable saddle and foam fitted handle. Should have adjustable design to fit all heights and weights. Should have maximum user weight of 150kg. Build in hand grip pulse sensor. Should have Resistance system with manual control. Power Supply : 230V ± 6% , 50 Hz ± 1 %; Power cord with 3 round pin top and suitable voltage stabilizer. (Standardised Brands: Keeler GmbH, Jkexer, Aerofit and Tunturi or equivalent or higher)(Standardised Brands: Keeler GmbH, Jkexer, Aerofit and Tunturi) | Set
| Transcutaneous neuromuscular electrical stimulation system, Physical therapy: Dual channel: individually isolated circuits; Amplitude: 0-80mA; Type: Constant current; Waveform: Asymmetrical, rectangular bi-phasic with 0 DC; Selectable pulse width: 50-300µS; Pulse rate selection in the continuous mode, 2-200Hz; Mode: Continuous, Burst or Modulated; Burst mode: Bursts of 9 pulses [200µS] at 150Hz, repeating twice every second; Modulation mode: 6 second cycle of concurrent width modulation and pulse repetition rate modulation; Width starting at 200µS and decreasing exponentially to 100µS in three seconds and then returning back to 200µS in the next three seconds; Rate starting at 100Hz, decreasing exponentially to 65Hz and then returning to 100Hz; Selectable time duration of the treatment: 1 minute -12 hours; Accessories: 4 Self-adhesive electrodes; 2 pairs of 45" lead wires. Power Supply : 230V ± 6% , 50 Hz ± 1 %; Power cord with 3 round pin top and appropriate voltage stabilizer. (Standardised Brands: Besmed, EMS, Enraf Nonius, Biomed and Cosmogamma) | Set
| Bicycle exerciser: Accurate instrumentation to measure heart rate, speed, distance, time and energy. Should have digital display showing RPM, speed, time, distance and calorie used. Body made up of stainless steel stationary exercise cycle. Should have comfortable saddle and foam fitted handle. Saddle/seat must swivel to either side for patient loading and unloading. Should have adjustable design to fit all heights and weights. Should have maximum user weight of 150kg. Build in hand grip pulse sensor. Should have Resistance system with manual control. Power Supply : 230V ± 6% , 50 Hz ± 1 %; Power cord with 3 round pin top and suitable voltage stabilizer. (Standardised Brands: Keeler GmbH, Jkexer, Aerofit and Tunturi "or equivalent or higher") | Set
| Pocket Transcutaneous Electrical Nerve Stimulator (TENS): Small home stimulation pack (dual channel) with wire attachments, electrodes, 9 V batteries. a. Transcutaneous Electrical Nerve Stimulator (TENS): 9V battery. b. Transcutaneous Electrical Nerve Stimulator. 1. Dual channel: individually isolated circuits. 2. Amplitude: 0 mA - 80 mA; indication only; actual mA will tend to be less than indicated due to electrode impedance. 3. Type: Constant Current. 4. Waveform: Asymmetrical, rectangular bi-phasic with zero DC current. 5. Selectable pulse width: 50 µS - 300 µS [2% accuracy]. 6. Pulse Rate selection: in the continuous mode 2 Hz  200 Hz [2% accuracy]. 7. Mode: Continuous, Burst or Modulated. 8. Burst mode: Bursts of 9 pulses [200 µS] at 150 Hz, repeating twice every second. 9. Modulation mode: 6-second cycle of concurrent width modulation and pulse repetition rate modulation. Width starting at 200 µS and decreasing exponentially to 100 µS in three seconds and then returning back to 200 µS in the next three seconds. Rate starting at 100 Hz, decreasing exponentially to 65 Hz and then returning to 100 Hz. 10. Time duration of the treatment selectable: 1 minute to 12 hours. 11. Low Battery Indicator: If the battery goes below 6.9 volts +/- 0.2 volts the battery symbol will flash on/off once every second. 12. Environmental conditions for storage & transport: -10 to +40 degrees Centigrade>80% Humidity. 13. Self adhesive electrodes.Input voltage 220-230V, Power cord with round 3 pin top. | Set
| Ultrasound imaging system, Musculoskeletal, Portable: Linear probe with bandwidth 4-12MHz or 5-16MHz; With inbuilt rechargeable battery; Power Supply : 230V ± 6% , 50 Hz ± 1 %; Power cord with 3 round pin top and single phase 2 KVA Online UPS with atleast 6 Nos of 12V 9Ah batteries. | Set
Orthopedic wheelchair consumables | ---- Orthopedic wheelchair, Four wheels, Size Seat width: 14inch Small Adult: Attendant propelled; Crossfolding frame; Strong and removable armrests; Detachable, swing away and height adjustable footrest hanger; Elevating adjustable angle of footrest hanger; Leg strap: nylon strap 4 to 5cm wide with velcro; Foot rest: footplate to be plastic, aluminium or mild steel & height adjustable; Belt; Seat angle tilt: 5 to 8 degree; Back to seat angle: 90 degree; Upper back bend post: 8 to 10 degree; Standard back height; Gripped push handle; Strong nylon or vinyl back & seat upholstery; Comfort cushion with water resistant cover; Strong swivel fork and sturdy casters; Standard or spoke rear wheels with strong semi-solid or pneumatic tyres; 12mm thick axle; Smooth push rims; Strong and bushed brakes or wheel lock with adjustable toggle mechanism; Weight capacity upto 120 Kg. Accessories: Necessary tools for assembly and user maintenance with each unit; A comfort cushion with specified cushion cover | Set
| Orthopedic wheelchair, Four wheels, Size Seat width: 16inch Medium Adult: Attendant propelled; Crossfolding frame; Strong and removable armrests; Detachable, swing away and height adjustable footrest hanger; Elevating adjustable angle of footrest hanger; Leg strap: nylon strap 4 to 5cm wide with velcro; Foot rest: footplate to be plastic, aluminium or mild steel & height adjustable; Belt; Seat angle tilt: 5 to 8 degree; Back to seat angle: 90 degree; Upper back bend post: 8 to 10 degree; Standard back height; Gripped push handle; Strong nylon or vinyl back & seat upholstery; Comfort cushion with water resistant cover; Strong swivel fork and sturdy casters; Standard or spoke rear wheels with strong semi-solid or pneumatic tyres; 12mm thick axle; Smooth push rims; Strong and bushed brakes or wheel lock with adjustable toggle mechanism; Weight capacity upto 120 Kg. Accessories: Necessary tools for assembly and user maintenance with each unit; A comfort cushion with specified cushion cover | Set
| Orthopedic wheelchair, Four wheels,Size Seat width: 20inch Large Adult: Attendant or propelled; Crossfolding frame; Strong and removable armrests; Detachable, swing away and height adjustable footrest hanger; Elevating adjustable angle of footrest hanger; Leg strap: nylon strap 4 to 5cm wide with velcro; Foot rest: footplate to be plastic, aluminium or mild steel & height adjustable; Belt; Seat angle tilt: 5 to 8 degree; Back to seat angle: 90 degree; Upper back bend post: 8 to10 degree; Standard back height; Gripped push handle; Strong nylon or vinyl back & seat upholstery; Comfort cushion with water resistant cover; Strong swivel fork and sturdy casters; Standard or spoke rear wheels with strong semi-solid or pneumatic tyres; 12mm thick axle; Smooth push rims; Strong and bushed brakes or wheel lock with adjustable toggle mechanism; Weight capacity upto 120 Kg. Accessories: Necessary tools for assembly and user maintenance with each unit; A comfort cushion with specified cushion cover | Set
| ----Orthopedic wheelchair, Four wheels, Size Seat width: 18inch Standard Adult: Attendant propelled; Crossfolding frame; Strong and removable armrests; Detachable, swing away and height adjustable footrest hanger; Elevating adjustable angle of footrest hanger; Leg strap: nylon strap 4 to 5cm wide with velcro; Foot rest: footplate to be plastic, aluminium or mild steel & height adjustable; Belt; Seat angle tilt: 5 to 8 degree; Back to seat angle: 90 degree; Upper back bend post: 8 to 10 degree; Standard back height; Gripped push handle; Strong nylon or vinyl back & seat upholstery; Comfort cushion with water resistant cover; Strong swivel fork and sturdy casters; Standard or spoke rear wheels with strong semi-solid or pneumatic tyres; 12mm thick axle; Smooth push rims; Strong and bushed brakes or wheel lock with adjustable toggle mechanism; Weight capacity upto 120 Kg. Accessories: Necessary tools for assembly and user maintenance with each unit; A comfort cushion with specified cushion cover | Set
| Orthopedic wheelchair, Four wheels, Size Seat width: 12inchChildren: Attendant propelled; Crossfolding frame; Strong and removable armrests; Detachable, swing away and height adjustable footrest hanger; Elevating adjustable angle of footrest hanger; Leg strap: nylon strap 4to5cm wide with velcro; Foot rest: footplate to be plastic, aluminium or mild steel & height adjustable; Belt; Seat angle tilt: 5 to 8 degree; Back to seat angle: 90 degree; Upper back bend post: 8 to10 degree; Standard back height; Gripped push handle; Strong nylon or vinyl back & seat upholstery; Comfort cushion with water resistant cover; Strong swivel fork and sturdy casters; Standard or spoke rear wheels with strong semi-solid or pneumatic tyres; 12mm thick axle; Smooth push rims; Strong and bushed brakes/wheel lock with adjustable toggle mechanism; Weight capacity upto 120 Kg. Accessories: Necessary tools for assembly and user maintenance with each unit; A comfort cushion with specified cushion cover | Set
Paediatric Supplies | Bolster: Soft and firm; Heavy density foam and covered with beautiful double stitched resin of high quality; For rolling, rocking, movement, positioning, and coordination training; Size 10-12inch x 32-38inch (Diameter by length) | Piece
| Bolster: Soft and firm; Heavy density foam and covered with beautiful double stitched resin of high quality; For rolling, rocking, movement, positioning, and coordination training; Size 8-10inch x 30-36inch (Diameter by Length). | Piece
| Bolster: Soft and firm; Heavy density foam and covered with beautiful double stitched rexin of high quality; For rolling, rocking, movement, positioning, and coordination training; Size 10inch x 36inch | Piece
| Bolster: Soft and firm; Heavy density foam and covered with beautiful double stitched resin of high quality; For rolling, rocking, movement, positioning, and coordination training; Size 12-14inch x 36-40inch (Diameter by length) | Piece
| Therapy wedge: Soft and firm; Heavy density foam; Covered with beautiful double stitched rexin of high quality; For rolling, rocking, movement, positioning, and coordination training; Size 10inch x 36inch | Piece
| Exercise ball, Brightly colored, Inflatable, Molded, Heavy duty vinyl; Size 38inch | Piece
| Exercise ball, Brightly colored, Inflatable, Molded, Heavy duty vinyl, Size 30inch | Piece
| Exercise ball, Brightly colored, Inflatable, Molded, Heavy duty vinyl Size 22inch | Piece
| Bolster: Soft and firm; Heavy density foam and covered with beautiful double stitched rexin of high quality; For rolling, rocking, movement, positioning, and coordination training; Size 8inch x 36inch | Piece
| Therapy wedge: Soft and firm; Heavy density foam; Covered with beautiful double stitched rexin of high quality; For rolling, rocking, movement, positioning, and coordination training; Size 12inch x 36inch | Piece
| Bolster: Soft and firm; Heavy density foam and covered with beautiful double stitched rexin of high quality; For rolling, rocking, movement, positioning, and coordination training; Size 12inch x 36inch | Piece
| Therapy wedge: Soft and firm; Heavy density foam; Covered with beautiful double stitched rexin of high quality; For rolling, rocking, movement, positioning, and coordination training; Size 8inch x 36inch | Piece
| Medicine balls: weighted balls - incremental weight and dimension from 1 Kg to 10 Kg. Strong and rough material made of leather or PU. Must be supplied in a set of 10 pieces (1-10 Kgs), and with a rack. | Set
Sensory Integration therapy | Weighted compression vest, Paediatrics: Large; Made out of soft neoprene and breathable mesh, Easy to adjust with velcro and has pockets for added weight | Piece
| Body sock/Sox: Constructed from four-way stretch Lycra with a reinforced hook and loop-closed entrance for proprioceptive feedback; Sizes: Medium (47x27 inches) | Piece
| Sensory integration tunnel tube; Made with polyester cover and metallic ring with a diameter of at least 50cm; total tunnel length of at least 300cm | Set
| Body sock/Sox: Constructed from four-way stretch Lycra with a reinforced hook and loop-closed entrance for proprioceptive feedback; size; Large (56x28 inches) | Piece
| Body sock/Sox: Constructed from four-way stretch Lycra with a reinforced hook and loop-closed entrance for proprioceptive feedback; size; X-Large (66x28 inches) | Piece
| Weighted hand patches; Large, 7"-8" Wrist diameter, 4.5" from wrist to the middle finger, weight 6 oz for both right and left hand. | Set
| Weighted hand patches; Extra-Large, 8"-9" Wrist diameter, 5.5" from wrist to the middle finger, weight; 8 oz for both right and left hand. | Set
| Consumables (SIT) | Section Header
| Body sox: Constructed from four-way stretch Lycra with a reinforced hook and loop-closed entrance for proprioceptive feedback; Sizes: X-Small, Small, Medium, Large, X-Large | set
| Sensory therapeutic body roller: For paediatric sensory play; Working load: 100-150kg; Include 2 sets of bands; Accommodates a variety of user sizes and from small children to average sized adults | Set
| Weighted hand patches set: Small (4-5inch): Wrist diameter: 2.5inch from wrist to the middle finger; Medium (6-7inch): Wrist diameter: 3.5inch from wrist to middle finger; Large (7-8inch): Wrist diameter: 4.5inch from wrist to the middle finger; Extra-Large (8-9inch): Wrist diameter: 5.5inch from wrist to the middle finger; For both right and left hand | Set
| Weighted compression vest, Paediatrics: Small; Made out of soft neoprene and breathable mesh, Easy to adjust with velcro and has pockets for added weight | Piece
| Depth perception pegboard set: Square board 11 x 11inch; 2 coloured pegs,9 red and 12 greens, ½ diameter and 4inch length | set
| Commode chair, Static: Fixed or removable backrest; Seat with aperture; Removable collection bucket; Height adjustable legs fitted with non-slip tips; minimum height should be sufficient to clear the toilet it will be placed over (for pedestal toilet); Sizes to fit children and adults; Bariatric range for users over 120 kg; Toilet splash guard and removable armrests | Set
| Stacking cones with sequencing and colour identity In a set, 12 cones with 6 different colours (2 cones with same colour) | Set
| Commode chair, Self propelled: Fixed backrest with push handles; Seat with aperture; Removeable collection receptacle; Removable armrests; Height adjustable, flip-up or removable footrests; Two rear wheels with brakes and two front castors; Sizes to fit children and adults; Height adjustable headrest; Pelvis or trunk straps and supports; Easily convertible to an attendant propelled; Bariatric range for users over 120kg; | Set
| Weighted hand patches; Medium, 6"-7" Wrist diameter, 3.5" from wrist to middle finger, weight; 3 oz for both right and left hand | Set
| Sensory therapeutic body roller for Pediatric Sensory Play, Overall Dimensions :33.5 inches in Length x 29 inches Width x 16 inches in Height, Working Load 100-150kgs. Include 2 sets of bands. Accommodates a variety of user sizes, from small children to average-sized adults. Adjusts with tension bands that can be switched out to increase or decrease applied pressure. | Set
| Sensory stones set: Half ball-shaped object with sensory points on the curved area; Set of 6 with the dimension of at least 3inch high and 6inch wide | Set
| Weighted compression vest, Paediatrics: Medium; Made out of soft neoprene and breathable mesh, Easy to adjust with velcro and has pockets for added weight | Piece
| Weighted hand patches set: Small, 4"-5" Wrist Diameter, 2.5" from wrist to the middle finger, weight 1 oz for both right and left hand. | Set
| Weighted compression vest, Paediatrics: L, M, S; Made out of soft neoprene and breathable mesh, Easy to adjust with velcro and has pockets for added weight | Set
| Semmes-Weinstein monofilament (SWM); SWM tests for loss of protective sensation. Different monofilament color code shows different pressure level. A set of 6 pieces packed in a protective case with instructions included. Handle opens to a 90 degree angle. | Set
| Body sock/Sox: Constructed from four-way stretch Lycra with a reinforced hook and loop-closed entrance for proprioceptive feedback; Sizes: Small (40x27 inches) | Piece
| Body sock/Sox: Constructed from four-way stretch Lycra with a reinforced hook and loop-closed entrance for proprioceptive feedback; Sizes: X-Small (34x27 inches) | Piece

## Psychiatry
Category | Item Name | Pack Size
Consumables | Mouth gag | Piece
| Locking bed restraint kit: With 1 locking leather or polyurethane bed wrist restraint; 2 locking leather or polyurethane bed torso restraints; 1 locking leather or polyurethane bed ankle restraint; 1 large restraint bag | Piece
| Restraints: Quick release limb holders for hands or feet; Thicken sponge material; Easily manipulate able fastener belt | Piece
| Recording electrode | Piece
| Conductive gel | Tube
Equipment | Psychometric tools: Wechsler intelligence scale for children. Latest version should be supplied | Set
| Allen Cognitive test | Set
| Beery VMI | Set
| CommDEALL Assessment; Developmental check list | Set
| Breath analyser, Alcohol with charger: Sensor type: Electrochemical; Power supply: 4 x A battery, Battery life: up to 5000 tests; Measuring time: 5 seconds; LED display | Set
| MOHO Explor | Set
| Sensory inegration praxis test (SIPT) | Set
| Electroconvulsive therapy (ECT) system: Low range: 10-100mC, High range: 0- 504mC; Constant current stimulus (0.9mps, limited to 450V), isolated from line current, frequency 10-70Hz, 10Hz increment, delivered dosage display, patient dynamic impedance indicator (Max. output 220ohms), 504mC (99.4J), output for double dose mode (200ohms impedance: 1008mC (198.8J); Accessories: spare treatment headsets- Easy grip ECT Headpiece, custom carry case, output tester, spare treatment electrodes | Set
| Adjustable incline manual treadmill with arm exercisers and pulse monitor: Belt width-13.5 inch, maximum weight-220 pounds | Set
| Test of playfulness (ToP) | Set
| CommDEALL parent education manual | Set
| Loweinstein Occupational Therapy cognitive assessment (LOTCA) | Set
| Bruininks Oseretsky test (BOT) | Set
| Psychometric tools: Wechsler intelligence scale for adult. Latest version should be supplied | Set

## Radiology
Category | Item Name | Pack Size
Computed Tomography | Accessories (CT)
| Automatic injector syringe set, Single head Syringe 100mL/ 200mL; T tube connector 60inch with fill tube | Set
| Automated contrast injector: Double head injector for CT with holders for contrast medium and physiological saline solution(connected with CT), volume:100-200 ml | Set
| Computed Tomography system, 128 slice: The CT scanner shall be a modern whole-body helical/spiral, multi-slice CT scanner with: Minimum 128 slice per rotation. Gantry: 7th generation scanner, user control panel on both sides, aperture-minimum 70 cm, scan time for a 360 degree rotation <1 sec, tilt of 30 degree on either side and remote tilt should be available, low voltage slip rings incorporated; have conventional in-built lasers or light beams, which indicate the coincidence of the center of rotation and scan position; the positioning indicators in the gantry must have a positioning accuracy of ±1mm or better, scan field of view: ≥ 50cm. Integrated display panel on the gantry front showing current scan parameters such as KV, mA, ECG trace for easy set-up of ECG gated studies. The scan FOV should be able to collimate wherever desired. X-Ray system: high frequency generator, system X-ray power: ≥100 KW, kVp range of 80 kV to 140 kV or more, mA range of 20 to 600 mA with AEC dose modulation, X-ray tube cooling system inbuilt, dual focal spots, X-ray tube cooling rate 1000 KHU or more, anode heat capacity: 8MHU or more. Detectors:solid state,16 rows of detector,the effective elements/channel, 800/row or more. Operating console: one or more 21’’ colour flat screen, latest multi-tasking with 64 bit processor and a menu driven platform; display matrix ≥1024x1024pixels; 1TB hard disk capacity with archiving facility; USB interface/CD DVD; standard DICOM facility to send, store, print, receive etc.; DICOM 3.0 or newer version, Capability for HIS-RIS interface, PACS interface without any new hardware or software, Archiving facility of DVD & CD from main console, must perform scans without interrupting background image sending to PACS or archive, must perform scans without interrupting background auto reconstruction of MPR images, must have protocols for separate imaging of body part like neuro-imaging, MSK imaging, cardiac imaging, perfusion imaging. Scan parameters: Slice thickness shall be sub-millimetre of at least 0.625 mm; scan rotation time of at least 0.4sec or less for full 360-degree rotation; Retrospective reconstruction shall be possible on raw data files with change in parameters such as FOV; the maximum scan volume shall be at least 170 cm; the minimum interscan time shall be at least 1sec; the following scanning modes shall be possible: SPR, axial, and helical; the SPR length shall be of at least 150 cm long and the width must be at least 50cm; It must be possible to obtain the SPR from AP or PA or left to right direction or vice-versa. The system should be able to reproduce the scanning protocol from SPR of ±3mm or better. Different selection of pitch shall be possible from 0.5 to 2.The System must have automatic mA control software that automatically adjusts mA for patient size, adjusts mA along the z-axis, and modulates mA during rotation; the system shall have latest Iterative Reconstruction Technique; the system shall have a paediatric specific dose control. Patient table: The table material must be carbon fibre, flat bed type, shall have motorized vertical and horizontal movements, maximum load bearing capacity ≥230kg; scan range: at least 1600mm or more, horizontal table speed: 0.5 to 100mm/sec(variable), vertical motion: 450mm to 1050mm above the floor; vertical table speed: 2.5 to 50 mm/sec or more; remote table movement should be possible. Post processing work station for Technicians/Technologists: one 19" or 21’’ high resolution flat screen medical grade LCD monitor; display matrix ≥1280 x 1024pixel; standard software; MPR, ROI, Volume calculation, CT number display, Window width, Window level, Tomogram display, Cine display and HRCT lung, Software like 3D volume rendering, MIP, minIP, CT Angiography, cardiac analysis, artifact suppressions, auto bone removals, CT based DSA attachment, CT perfusion processing, virtual endoscopy with computer aided diagnosis, Metal artefacts reduction algorithm, CT Neuro Package(DSA CT and CT Perfusion); CT Osteo; image fusion. Radiologists reporting Workstation and a reporting PC: two 21’’ high resolution flat screen medical grade LCD monitor; Display matrix ≥1280 x 1024pixel; Standard software, MPR, ROI, Volume calculation, CT number display, Window width, Window level, Tomogram display, Cine display and HRCT lung , Software like 3D volume rendering, MIP, minIP, CT Angiography, Artifact suppressions, Auto bone removals, CT based DSA attachment, CT perfusion processing, virtual endoscopy with computer aided diagnosis, CT Neuro(DSA CT and CT Perfusion); CT Osteo; Image fusion. Separate normal PC for making formal reports. Image quality/resolution: at least 24lp/cm at standard parameters and using CT Phantom, specify the CT dose index, DLP; dry view laser camera with digital interface and control integrated with main console; camera should print on 14" x 17” film size, dpi resolution of 500dpi or more, Simultaneous scanning and reconstruction shall be possible, the reconstruction matrix must be 512 x 512 or higher, display matrix ≥1280 x 1024 pixel; high contrast spatial resolution of at least 17lp/cm at 0% MTF; low contrast detectability: 5 mm or less @ 0.3% using adequate phantom on 10mm slice thickness. Automated contrast injector: Double head injector for CT with holders for contrast medium and physiological saline solution(connected with CT), volume:100-200 ml. Accessories and spare parts: positioning aids, coronal head rest assembly, couch cushion kit, foot rest extension, patient positioning strap including head strap and chin strap, patient restraint, upgrade kit, slicker cushion, standard headrest assembly one each for paediatric and adult; lead glass: 100cmx150cm or more with lead equivalent(between console and gantry); Audio: bi-directional speaker communication must be provided between the operator and the patient. Quality control equipment: necessary phantoms to check the image quality and calibration of the CT scanner shall be provided. One compatible laser camera and one patient monitor integrated with CT sytem. Operational environmental conditions: Temperature (+5 to +40) deg celcius, relative humidity ( 4 to < 90)%, Altitude (200 to 3000 ) mtrs, Atmospheric Pressure (500 to 800) mmHg ; Power Supply : 440V±10% VAC, 50/60 Hz, Three Phase; Online UPS: UPS Battery US-12-125: 12V-125KVA; Valve regulated, Constant voltage recharge; Lead acid: Boost-equalize:14.5-15 OV; Rechargeable battery: Float:13.5-13 BV. Max.: 37.50 A; Power cord with 3 round pin top; noise:<50dBA; Efficiency:minimum 85%. | Set
| CT contrast medium injection system, Line-powered, Mobile: Pressure injector-single/dual head; Pressure limit: 75-300psi; Flow rate11/3/2018 0.1mL/sec to 10mL/sec; Injection volume: 1-20mL (max. volume); Power Supply : 230V ± 6% , 50 Hz ± 1% ; Power cord with 3 round pin top. | Set
| Computed Tomography(CT) system, 16 slice: The CT scanner shall be a modern whole-body helical/spiral, multi-slice CT scanner with: Minimum 16 slice per rotation. Gantry: 7th generation scanner, user control panel on both sides, aperture-minimum 70 cm, scan time for a 360 degree rotation <1 sec, tilt of 30 degree on either side and remote tilt should be available, low voltage slip rings incorporated; have conventional in-built lasers or light beams, which indicate the coincidence of the center of rotation and scan position; the positioning indicators in the gantry must have a positioning accuracy of ±1mm or better, scan field of view: ≥ 50cm. Integrated display panel on the gantry front showing current scan parameters such as KV, mA, ECG trace for easy set-up of ECG gated studies. The scan FOV should be able to collimate wherever desired. X-Ray system: high frequency generator, system X-ray power: ≥100 KW, kVp range of 80 kV to 140 kV or more, mA range of 20 to 600 mA with AEC dose modulation, X-ray tube cooling system inbuilt, dual focal spots, X-ray tube cooling rate 1000 KHU or more, anode heat capacity: 8MHU or more. Detectors:solid state,16 rows of detector,the effective elements/channel, 800/row or more. Operating console: one or more 21’’ colour flat screen, latest multi-tasking with 64 bit processor and a menu driven platform; display matrix ≥1024x1024pixels; 1TB hard disk capacity with archiving facility; USB interface/CD DVD; standard DICOM facility to send, store, print, receive etc.; DICOM 3.0 or newer version, Capability for HIS-RIS interface, PACS interface without any new hardware or software, Archiving facility of DVD & CD from main console, must perform scans without interrupting background image sending to PACS or archive, must perform scans without interrupting background auto reconstruction of MPR images, must have protocols for separate imaging of body part like neuro-imaging, MSK imaging, cardiac imaging, perfusion imaging. Scan parameters: Slice thickness shall be sub-millimetre of at least 0.625 mm; scan rotation time of at least 0.4sec or less for full 360-degree rotation; Retrospective reconstruction shall be possible on raw data files with change in parameters such as FOV; the maximum scan volume shall be at least 170 cm; the minimum interscan time shall be at least 1sec; the following scanning modes shall be possible: SPR, axial, and helical; the SPR length shall be of at least 150 cm long and the width must be at least 50cm; It must be possible to obtain the SPR from AP or PA or left to right direction or vice-versa. The system should be able to reproduce the scanning protocol from SPR of ±3mm or better. Different selection of pitch shall be possible from 0.5 to 2.The System must have automatic mA control software that automatically adjusts mA for patient size, adjusts mA along the z-axis, and modulates mA during rotation; the system shall have latest Iterative Reconstruction Technique; the system shall have a paediatric specific dose control. Patient table: The table material must be carbon fibre, flat bed type, shall have motorized vertical and horizontal movements, maximum load bearing capacity ≥230kg; scan range: at least 1600mm or more, horizontal table speed: 0.5 to 100mm/sec(variable), vertical motion: 450mm to 1050mm above the floor; vertical table speed: 2.5 to 50 mm/sec or more; remote table movement should be possible. Post processing work station for Technicians/Technologists: one 19" or 21’’ high resolution flat screen medical grade LCD monitor; display matrix ≥1280 x 1024pixel; standard software; MPR, ROI, Volume calculation, CT number display, Window width, Window level, Tomogram display, Cine display and HRCT lung, Software like 3D volume rendering, MIP, minIP, CT Angiography, cardiac analysis, artifact suppressions, auto bone removals, CT based DSA attachment, CT perfusion processing, virtual endoscopy with computer aided diagnosis, Metal artefacts reduction algorithm, CT Neuro Package(DSA CT and CT Perfusion); CT Osteo; image fusion. Radiologists reporting Workstation and a reporting PC: two 21’’ high resolution flat screen medical grade LCD monitor; Display matrix ≥1280 x 1024pixel; Standard software, MPR, ROI, Volume calculation, CT number display, Window width, Window level, Tomogram display, Cine display and HRCT lung , Software like 3D volume rendering, MIP, minIP, CT Angiography, Artifact suppressions, Auto bone removals, CT based DSA attachment, CT perfusion processing, virtual endoscopy with computer aided diagnosis, CT Neuro(DSA CT and CT Perfusion); CT Osteo; Image fusion. Separate normal PC for making formal reports. Image quality/resolution: at least 24lp/cm at standard parameters and using CT Phantom, specify the CT dose index, DLP; dry view laser camera with digital interface and control integrated with main console; camera should print on 14" x 17” film size, dpi resolution of 500dpi or more, Simultaneous scanning and reconstruction shall be possible, the reconstruction matrix must be 512 x 512 or higher, display matrix ≥1280 x 1024 pixel; high contrast spatial resolution of at least 17lp/cm at 0% MTF; low contrast detectability: 5 mm or less @ 0.3% using adequate phantom on 10mm slice thickness. Automated contrast injector: Double head injector for CT with holders for contrast medium and physiological saline solution(connected with CT), volume:100-200 ml. Accessories and spare parts: positioning aids, coronal head rest assembly, couch cushion kit, foot rest extension, patient positioning strap including head strap and chin strap, patient restraint, upgrade kit, slicker cushion, standard headrest assembly one each for paediatric and adult; lead glass: 100cmx150cm or more with lead equivalent(between console and gantry); Audio: bi-directional speaker communication must be provided between the operator and the patient. Quality control equipment: necessary phantoms to check the image quality and calibration of the CT scanner shall be provided. One compatible laser camera and one patient monitor integrated with CT sytem. Operational environmental conditions: Temperature (+5 to +40) deg celcius, relative humidity ( 4 to < 90)%, Altitude (200 to 3000 ) mtrs, Atmospheric Pressure (500 to 800) mmHg ; Power Supply : 440V±10% VAC, 50/60 Hz, Three Phase; Online UPS: UPS Battery US-12-125: 12V-125KVA; Valve regulated, Constant voltage recharge; Lead acid: Boost-equalize:14.5-15 OV; Rechargeable battery: Float:13.5-13 BV. Max.: 37.50 A; Power cord with 3 round pin top; noise:<50dBA; Efficiency:minimum 85%. | Set
| Injector syringe set, Automatic: Syringe 2-200mL CT dual syringe pack, Disposable with Y-set, check valve and fill tube, compatible with Nemoto injector | Set
| Extension line CL line 100cm/155cm, Connector for single head injector, compatible with Nemoto single head injector | Set
| Computerised Tomography (CT) system, 64 slices: Gantry: 3rd generation scanner type; Control panels; Sub millimetre slice in multi slice acquisition; Multi slice facility of 2 or more slices standard for all slice thickness; Aperture, 65cm; Low voltage slip rings incorporated; Scan time for a 360o rotation, < 1 sec; Min. tilt of 30o on either side and standard remote tilt; Detectors: Solid state/ceramic; The effective elements/channels, 650/row; 2 or more slices/rotation in all slice thickness; X-Ray section: Compact and inbuilt in the Gantry; mA range, up to 200mA or more with increments in steps for not more than 10mA; X-ray tube, dual focus with capacity of 3.5MHU; Small focal spot of the X-ray tube < 1 mm x 1mm; Cooling rate of x-ray tube < 700KHu/min; X-ray tube cooler built in the Gantry; Patient bed: Range of metal free scan >130cm; Vertical range > 5cm (max. ht-min. ht); Standard remote Up/Down, FWS, BWD; Min. load bearing capacity, 200kg; Spiral section: Spiral capability > 100 seconds at 150mA and above; Range of spiral facilities in axial direction >100cm; Reconstruction time in spiral scan < 1.0 sec; Standard bolus chase facility; Computer section: Latest multi tasking with 64 bit processor and a menu driven platform; 19 Colour flat screen; Display matrix > 1024 x 1024; 1TB hard disk capacity with archiving facility; USB interface; Standard DICOM facility to send, store, print, receive etc.; DICOM 3.0 or newer version; Image processing section: Standard software, MRP, ROI, Volume calculation, CT number display, Window width, Window level, Tomogram display, Cine display and HRCT Lung; Software like 3D volume rendering, MIP, CT Angiography, HRCT available on the main console; Fully functional additional workstation with 21 monitor; Resolution: at least 15LP/cm at standard parameters and using CAT Phantom; Specify the CT dose index; Dry view laser camera with digital interface and control integrated with main console; Camera should print on 14 x 17 film size; dpi resolution of 500 dpi or more; Certifications: CE, FDA, ISO, IEC or equivalent standards; Operational environmental conditions: Temperature 5-40oC; Relative humidity: 4 to <90%; Altitude 200-3000m; Atmospheric pressure 500-800mmHg; Power supply: AC 220-240V, 50Hz; Power cord with 3 round pin top; Appropriate voltage stabilizer (Standardised Brands: Hitachi) | Set
| Automated contrast injector: Single head injector for CT with holders for contrast medium (connected with CT), volume:100-200 ml | Set
| Camera, Dry view compatible to CT | Set
| CT contrast medium injection system, Line-powered, Mobile: Pressure injector-single/dual head; Pressure limit: 75-300psi; Flow rate11/3/2018 0.1mL/sec to 10mL/sec; Injection volume: 1-20mL (max. volume); Power supply: AC 220-240V, 50Hz; Power cord with 3 round pin top | Set
| Computerised Tomography (CT) system, 16 slices: Gantry: 3rd generation scanner type; Control panels; Sub millimetre slice in multi slice acquisition; Multi slice facility of 2 or more slices standard for all slice thickness; Aperture, 65cm; Low voltage slip rings incorporated; Scan time for a 360o rotation, < 1 sec; Min. tilt of 30o on either side and standard remote tilt; Detectors: Solid state/ceramic; The effective elements/channels, 650/row; 2 or more slices/rotation in all slice thickness; X-Ray section: Compact and inbuilt in the Gantry; mA range, up to 200mA or more with increments in steps for not more than 10mA; X-ray tube, dual focus with capacity of 3.5MHU; Small focal spot of the X-ray tube < 1 mm x 1mm; Cooling rate of x-ray tube < 700KHu/min; X-ray tube cooler built in the Gantry; Patient bed: Range of metal free scan >130cm; Vertical range > 5cm (max. ht-min. ht); Standard remote Up/Down, FWS, BWD; Min. load bearing capacity, 200kg; Spiral section: Spiral capability > 100 seconds at 150mA and above; Range of spiral facilities in axial direction >100cm; Reconstruction time in spiral scan < 1.0 sec; Standard bolus chase facility; Computer section: Latest multi-tasking with 64 bit processor and a menu driven platform; 19” Colour flat screen; Display matrix > 1024 x 1024; 1TB hard disk capacity with archiving facility; USB interface; Standard DICOM facility to send, store, print, receive etc.; DICOM 3.0 or newer version; Image processing section: Standard software, MRP, ROI, Volume calculation, CT number display, Window width, Window level, Tomogram display, Cine display and HRCT Lung; Software like 3D volume rendering, MIP, CT Angiography, HRCT available on the main console; Fully functional additional workstation with 21” monitor; Resolution: at least 15LP/cm at standard parameters and using CAT Phantom; Specify the CT dose index; Dry view laser camera with digital interface and control integrated with main console; Camera should print on 14 x 17” film size; dpi resolution of 500 dpi or more; Certifications: CE, FDA, ISO, IEC or equivalent standards; Operational environmental conditions: Temperature 5-40oC; Relative humidity: 4 to <90%; Altitude 200-3000m; Atmospheric pressure 500-800mmHg; Power supply: AC 220-240V, 50Hz; Power cord with 3 round pin top; Appropriate voltage stabilizer (Standardised Brands: Philips and Hitachi) | Set
| Laser camera compatible to CT | Set
| Patient positioning strap including head strap and chin strap for CT | Set
| Dry view laser film 14 x 17inch | 25/pkt
Equipment (CT)
| Syringes 200mL/200mL for Stellant CT Dual Head Power Injectors, P/N 100102D, 2-200mL Stellant CT Syringes, 1-1500mm Y-coiled tube with valve, 1-Short Spike for Contrast 1-Long Spike for Saline (SDS-CTP-SCS Medrad 200mL/200mL) | 20 kits/case
Consumables (CT)
| Computed Tomography(CT) system, 64 slice: The CT scanner shall be a modern whole-body helical/spiral, multi-slice CT scanner with: Minimum 64 slice per rotation. Gantry: 7th generation scanner, user control panel on both sides, aperture-minimum 70 cm, scan time for a 360 degree rotation <1 sec, tilt of 30 degree on either side and remote tilt should be available, low voltage slip rings incorporated; have conventional in-built lasers or light beams, which indicate the coincidence of the center of rotation and scan position; the positioning indicators in the gantry must have a positioning accuracy of ±1mm or better, scan field of view: ≥ 50cm. Integrated display panel on the gantry front showing current scan parameters such as KV, mA, ECG trace for easy set-up of ECG gated studies. The scan FOV should be able to collimate wherever desired. X-Ray system: high frequency generator, system X-ray power: ≥100 KW, kVp range of 80 kV to 140 kV or more, mA range of 20 to 600 mA with AEC dose modulation, X-ray tube cooling system inbuilt, dual focal spots, X-ray tube cooling rate 1000 KHU or more, anode heat capacity: 8MHU or more. Detectors:solid state,16 rows of detector,the effective elements/channel, 800/row or more. Operating console: one or more 21’’ colour flat screen, latest multi-tasking with 64 bit processor and a menu driven platform; display matrix ≥1024x1024pixels; 1TB hard disk capacity with archiving facility; USB interface/CD DVD; standard DICOM facility to send, store, print, receive etc.; DICOM 3.0 or newer version, Capability for HIS-RIS interface, PACS interface without any new hardware or software, Archiving facility of DVD & CD from main console, must perform scans without interrupting background image sending to PACS or archive, must perform scans without interrupting background auto reconstruction of MPR images, must have protocols for separate imaging of body part like neuro-imaging, MSK imaging, cardiac imaging, perfusion imaging. Scan parameters: Slice thickness shall be sub-millimetre of at least 0.625 mm; scan rotation time of at least 0.4sec or less for full 360-degree rotation; Retrospective reconstruction shall be possible on raw data files with change in parameters such as FOV; the maximum scan volume shall be at least 170 cm; the minimum interscan time shall be at least 1sec; the following scanning modes shall be possible: SPR, axial, and helical; the SPR length shall be of at least 150 cm long and the width must be at least 50cm; It must be possible to obtain the SPR from AP or PA or left to right direction or vice-versa. The system should be able to reproduce the scanning protocol from SPR of ±3mm or better. Different selection of pitch shall be possible from 0.5 to 2.The System must have automatic mA control software that automatically adjusts mA for patient size, adjusts mA along the z-axis, and modulates mA during rotation; the system shall have latest Iterative Reconstruction Technique; the system shall have a paediatric specific dose control. Patient table: The table material must be carbon fibre, flat bed type, shall have motorized vertical and horizontal movements, maximum load bearing capacity ≥230kg; scan range: at least 1600mm or more, horizontal table speed: 0.5 to 100mm/sec(variable), vertical motion: 450mm to 1050mm above the floor; vertical table speed: 2.5 to 50 mm/sec or more; remote table movement should be possible. Post processing work station for Technicians/Technologists: one 19" or 21’’ high resolution flat screen medical grade LCD monitor; display matrix ≥1280 x 1024pixel; standard software; MPR, ROI, Volume calculation, CT number display, Window width, Window level, Tomogram display, Cine display and HRCT lung, Software like 3D volume rendering, MIP, minIP, CT Angiography, cardiac analysis, artifact suppressions, auto bone removals, CT based DSA attachment, CT perfusion processing, virtual endoscopy with computer aided diagnosis, Metal artefacts reduction algorithm, CT Neuro Package(DSA CT and CT Perfusion); CT Osteo; image fusion. Radiologists reporting Workstation and a reporting PC: two 21’’ high resolution flat screen medical grade LCD monitor; Display matrix ≥1280 x 1024pixel; Standard software, MPR, ROI, Volume calculation, CT number display, Window width, Window level, Tomogram display, Cine display and HRCT lung , Software like 3D volume rendering, MIP, minIP, CT Angiography, Artifact suppressions, Auto bone removals, CT based DSA attachment, CT perfusion processing, virtual endoscopy with computer aided diagnosis, CT Neuro(DSA CT and CT Perfusion); CT Osteo; Image fusion. Separate normal PC for making formal reports. Image quality/resolution: at least 24lp/cm at standard parameters and using CT Phantom, specify the CT dose index, DLP; dry view laser camera with digital interface and control integrated with main console; camera should print on 14" x 17” film size, dpi resolution of 500dpi or more, Simultaneous scanning and reconstruction shall be possible, the reconstruction matrix must be 512 x 512 or higher, display matrix ≥1280 x 1024 pixel; high contrast spatial resolution of at least 17lp/cm at 0% MTF; low contrast detectability: 5 mm or less @ 0.3% using adequate phantom on 10mm slice thickness. Automated contrast injector: Double head injector for CT with holders for contrast medium and physiological saline solution(connected with CT), volume:100-200 ml. Accessories and spare parts: positioning aids, coronal head rest assembly, couch cushion kit, foot rest extension, patient positioning strap including head strap and chin strap, patient restraint, upgrade kit, slicker cushion, standard headrest assembly one each for paediatric and adult; lead glass: 100cmx150cm or more with lead equivalent(between console and gantry); Audio: bi-directional speaker communication must be provided between the operator and the patient. Quality control equipment: necessary phantoms to check the image quality and calibration of the CT scanner shall be provided. One compatible laser camera and one patient monitor integrated with CT sytem. Operational environmental conditions: Temperature (+5 to +40) deg celcius, relative humidity ( 4 to < 90)%, Altitude (200 to 3000 ) mtrs, Atmospheric Pressure (500 to 800) mmHg ; Power Supply : 440V±10% VAC, 50/60 Hz, Three Phase; Online UPS: UPS Battery US-12-125: 12V-125KVA; Valve regulated, Constant voltage recharge; Lead acid: Boost-equalize:14.5-15 OV; Rechargeable battery: Float:13.5-13 BV. Max.: 37.50 A; Power cord with 3 round pin top; noise:<50dBA; Efficiency:minimum 85%. | Set
| Automatic injector syringe set, Single head Syringe 100mL; T tube connector 60inch with fill tube | Set
| Syringe adapter 100mL compatible with Nemoto injector | Piece
| Extension line CL line 100cm/155cm; Y or T conector for automatic injection set | Set
| Extension line CL Line 155 cm | Piece
| Syringe adapter 200mL compatible with Nemoto injector | Piece
| Automatic injector syringe set, Single head syringe 200mL; T tube connector 60inch with fill tube | Set
Computed Tomography (Accessories) | UPS Battery US-12-125: 12V-125AH; Valve regulated, Constant voltage recharge; Lead acid: Boost-equalize - 14.5-15 OV; Rechargeable battery: Float - 13.5-13 BV. Max. - 37.50 A | Set
| Eye Phantom | Kit
| Extended Phantom performance kit | Kit
| Patient restraint upgrade kit | Kit
| Phantom holder | Set
| Coronal head rest assembly | Set
| Standard head rest assembly | Set
| Standard head rest assembly with paediatric and adult head rest each | Set
| Foot rest extension | Set
| Coronal head rest assembly | Set
| Kit couch cushion | Set
| CT slicker cushion | Set
| Foot rest extension | Set
| Patient restraint, Upgrade kit | Kit
| Couch cushion kit | Set
| Slicker cushion | Set
Computed Tomography (Equipments) | Extended Brilliance Workspace V2.1.1 Software CD set: P/N 4550 122 02131: Unattended V1.25  EBW-V2.01: Disk: 1of 6, Environmental creator EBW-V2.0.1: Disk: 2 of 6, COTS (3rd party) V2.0.1- EBW-V2.0.1: Disk: 3 of 6, Application software  EBW-V2.0.1: Disk: 4 of 6, View forum  EBW- V2.0.1: Disk: 5 of 6, Mandatory Add-on  EBW  V2.0.1: Disk: 6 of 6, Update version V2.0.11- EBW, EBW-V2.1.0, EBW-V2.1.1, Brilliance Hot fix, NVIDIA FX540 Drivers CD For Dell 670-EBW. | Set
| Operators Manuals/ Documentations: Bone mineral analysis program (Q-MAP II) CT operators manual, Brilliance CT  Instruction for use  English Volume -1, Brilliance CT  Review  Volume  2, Brilliance CT  Basic analysis  English  Volume  3, Brilliance CT  Advanced analysis  English  Volume  4, Extended Brilliance Workspace  Instruction for use  Volume  1, Extended Brilliance Workspace  Viewing modes  Volume  2, Extended Brilliance Workspace  Analysis  Volume  3, Extended Brilliance Workspace  View forum  Volume  4, Extended Brilliance Workspace - Supplement version 2.1 Instruction for use, Extended Brilliance Workspace  Cardiac application guide, Brilliance CT  16 power configuration: Cardiac applications, CT patient log, Kodak Dry view 8900 laser imager  Release 3: User guide, Stellant CT injection system: operation manual, M3/M4 Monitors (M3046A) Measurement server: Instruction for use, Heart start XL - Instruction for use, Heart start XL  User training workbook, Oxywave pulse oximeter: Operation manual, Drager Anesthesia Ventilator, Model Fabius-CE: Operation manual, Drager Anesthesia Ventilator, Model Fabius-CE: Medibus for Fabius CE. | Set
| CDs/MODs: Brilliance_ Host_ OS_2.0.0.10, Brilliance CT- Host 2.0.2.13005, Brilliance CT- incremental 2.0.2.13006, Brilliance CT- versions 2.0.2. 13011, CIRS  4.1.19.5, CIRS- Service- 4.1.19.5, Brilliance CT- Firmware-2.0.2.13001, A plane collimator calibration files: S/N 1758, Systems Diagnostic utilities: Revision:014, Dell Precision Workstation resource CD. | Set
| UPS Battery: US-12-125: 12V-125AH. Valve regulated: Constant voltage recharge. Lead acid: Boost-equalize  14.5-15 OV. Rechargeable battery: Float  13.5-13 BV. Max.  37.50 A | Set
| CT Machine 16/64 slice Specification: Brilliance CT 16 slice: Infant cradle, Extended Brilliance Workspace, Bone mineral analysis package PC: HP dx 2000PC, Color laser printer HP 3800n, Kodak Dry view laser camera 8900, Stabilizer, UPS with 30 minutes backup  125KVA, Pressure injector: MEDRAD Stellant, Defibrillator: Heart start XL, Separate PC for conferencing and teaching aids, Anesthetic machine with pediatric and adult ventilator. Cardiac monitor with stand and Pulse oximeter compatible to the machine. Scan tools Pro, RRCV tools kit, Functional CT/MR image fusion, CV pro analysis package, Virtual colonoscopy, Dental planning package, Lung disease quantification package, Bone mineral analysis, (Installed in Computer). | Set
| Dry view camera compatable to CT (laser imaging) | Piece
| Automatic injector | Set
| Patient Positioning straps (Belts) | Set
| Drivers & Utilities  Dell Precision Workstation Resource CD, Q-MAP II Version 3.15, Q-MAP II Instructional CD: Rev. A, Merge DSP 1.0.2 Dicom storage provider, Microsoft Windows XP Professional Service Pack2: Operating system CD  For HP PC, Microsoft Windows XP Professional Service Pack2: Version 2002  Compaq PC, HP/Compaq DX 2000 MT drivers, HP restore Plus: For HP dx 2000 MT PC, HP Business Desktop documentation library CD: dx2000 model, HP color LaserJet 3800, Norton Antivirus, LCD monitor  Electronics users manual: Version  H6195, Kodak Dry view 8900 laser imager  Version 1.0, Default grid voltage file: Tube No. 105702 MRC 600, Heart start XL: User training CD ROM, Sony magneto optical Disk  9.1GB: Model EDM 9100C. | Set
| UPS with 30 minutes backup-125 KVA | Set
| Cables and Hardware accessories/spares: Spike buster/Extension box with six outlets, Computer power cables, RJ 45 straight network  long, RJ 45 straight network  short, RJ 45 cross straight network cables  short, DVI Video cable for Philips LCD monitor, VGA cable for Philips LCD monitor, USB cable, Audio cable, Examination table lifting service bracket, Kodak dry view laser camera connector, C7 PCB for consul servo voltage stabilizer, C7 trip PCB for consul servo voltage stabilizer, Transformer CC10 for consul servo voltage stabilizer, Transformer CC11 for consul servo voltage stabilizer, 12 teeth pinion for consul servo voltage stabilizer, Carbon brush for servo voltage stabilizer, Packing sims-1mm, Packing sims-2mm, CT tube repairing kit, Laser aperture tool, Cable for QMAP PC, Parallel cable, Earth cables for ECG Monitor, Binder, Dongle for QMAP PC, VGA adaptor HD15/DB15. | Set
Computed Tomography and MRI | Lazer camera compatible to CT-MRI | Set
| Stellant syringes: content, 2-200ml syringes, 1-60 inch T tube connector, 1 quick filled tube | Set
Diagnostic Ultrasound | Ultrasound color Doppler imaging system (Fixed) -21 inch LED monitor with High Resolution Color Doppler ultrasound machine ( Resolution 1280x1024 Pixel).Operating modes include: B- Mode, M- Mode, Color flow, Pulse wave, Power Doppler, Real time image and Crossbeam.Measurement capabilities: Distance, Circumference, area, volume in general abdomen. BPD,HC,AC and FL in obstetric . Vascular calculation ( PSV, EDV, RI, PI, S/D ratio, AT, volume flow) Hip Dysplasia calculation Standard Features include: Advance tissue harmonic imaging, spatial compounding imaging, CW imaging, iScape or panoramic view, B-Steer, Auto Tissue Optimization, Virtual Convex, High dynamic range, Patient information database, Wide field or trapezoid view on convex.Transducer : (1) 2- 5 MHz (B- Mode) Convex probe (2) Linear probe 6 - 12 MHz (B- Mode) (3) Micro Convex probe 8-14 MHz.Accessories: Black and white thermal printer machine with digital Connector cable set, 2 KVA Online UPS and inbuilt battery backup for 1 hour.Measurement capabilities: Distance, Circumference, area and volume.Application includes: Abdominal, vascular, obstetrics, gynecology, neonatology, Pediatrics, urology, trans-cranial, Musculoskeletal and small parts application.Recording facilities: UBS (AHA / IEC) Support , Wireless LAN Support and DICOM ( Basic, Vascular SR, OB/GYN SR, Query/ Retrieve and work list) Connectivity to RIS/ PACS/ HIS.Certifications: FDA standards,Operational environmental conditions: Temperature 5-40oC; Relative humidity: 4 to <90%; Altitude 200-3000m; Atmospheric pressure 500-800mmHg;Power supply: AC 220-230V, 50-60Hz; With round three pin plug.Installation testing: - Demonstration -Application Training for end user. -System and application soft ware.Warranty period- Minimum 2 years. (Standardised Brands: Siemens, Sonoscape and Shenzhen Mindray) | Set
| Laptop type portable ultrasound imaging system: Display: 15-Inch High-Resolution Color LCD, 1024x768 Resolution, Integrated Speakers, Brightness Adjustment, Volume Adjustment.Dimensions: Height: 2.49 In (6.1cm), Width: 13.88 In (34cm), Depth 11.71 In (28.7cm) and Weight: (4- 5 kg) | Set
| USG Machine - Type III Transducer : 3.5 - 5 MHz Convex probe for ABD, OB GYN, Linear probe 7 - 10 MHz Additional probe Port. Details: 17 inch Flat screen colour doppler with comprehensve archiving facilities. Recording facilities: VCR, CDROM/FFD/DVD/UBS thum drive | Set
| Consumables (USG) | Section header
| Linear probe 6- 124Mhz for Mindray DC-N3 | Piece
| Probe sector compatiable with existing machine (Neurosonogram) | Piece
| Printer for ultrasound machine with digital USB cable connector. | Set
| Thermal printing paper, Ultrasound, Type I, Normal 110mm x 20m | Roll
| Curvilinear probe for trans-abdominal scan (3.5-5MHz) for Philips clear vue 350 | Piece
| Curvi linear probe (3.5-5MHz.4C RS) for GE logiq e ultrasound machine | Piece
| Hockey stick probe 7-14MHz (MSK studies) Philips clear vue 350 | Piece
| Hockey stick probe 7-14 MHz (MSK studies) for Mindray DC-30 | Piece
| Probe, Transvaginal compatable with existing machine | Piece
| Microconvex probe 5-12MHz for Mindray DP-7 machine | Piece
| Microconvex probe 5-12MHz for Philips clear vue 350 machine | Piece
| Transvaginal probe 5-7 Mhz compatible for Mindray DP-7 | Piece
| Transvaginal probe 5-7 Mhz compatible for Philips clear Vue 350 | Piece
| Ultrasound imaging system with four probes: 17inch LED monitor with multi-purpose High-resolution colour Doppler facility; Scanning modes: B and M Modes, Colour flow, Pulse wave, Power Doppler, and Real time image; Advance tissue harmonic imaging, spatial compounding imaging; Transducer: 3.5-5MHz convex probe; Linear probe 7-10MHz, hockey stick probe 7-14MHz for MSK and transvaginal probe 5-7MHz; Measurement capabilities: Distance, Circumference, area and volume; Multipurpose imaging system for abdominal, vascular, OBGYN/GYN, cardiology, neonatology, Paediatrics, urology, transcranial, small parts and Musculoskeletal application.; Recording facilities: USB and DIACOM; Features: State of the art system with DVD and standby mode, coded contrast imaging; Certifications: CE, FDA, ISO, IEC or equivalent standards; Operational environmental conditions: Temperature 5-40oC; Relative humidity: 4 to <90%; Altitude 200-3000m; Atmospheric pressure 500-800mmHg; Power supply: AC 220-240V, 50Hz; Power cord with 3 round pin top; Appropriate voltage stabilizer; Accessories: Complete set of black and white thermal printer with digital USB connector cable and suitable 2 KVP UPS(Standardised Brands: Siemens, Sonoscape and Shenzhen Mindray) | Set
| Ultrasound gel, Water soluble, Thick, Non-greasy | 250mL
| Laptop type portable color Doppler ultrasound imaging system: Display: 15-Inch High-Resolution Color LCD, atleast 1024x768 Resolution, Integrated Speakers, Brightness Adjustment, Volume Adjustment. Dimensions : Height: Approx. 2.49 In (6.1cm), Width: 13.88 In (34cm), Depth 11.71 In (28.7cm) and Weight: (4- 5 kg). Transducer ( Frequency should be in B- Mode ): (1) Convex 2 - 5 MHz, (2) Micro convex 8-12 MHz and (3) Linear 6 - 12 MHz. Operating modes includes: B Modes, M modes, Continuous wave Doppler, Power Doppler Imaging( PDI),Pulse wave Doppler with high PRF, Crossbeam, Compound Imaging, Virtual convex and Real time imaging. Measurement capabilities: Distance, Circumference, area, volume in general abdomen. BPD,HC,AC and FL in obstetric . Vascular calculation ( PSV, EDV, RI, PI, S/D ratio, AT, volume flow. Applications including: General Abdomen, Gyane, Urology, Obstetric, Small parts, Vascular, Pediatric, Musculoskeletal and Emergency medicine. Standard features include: Advance tissue harmonic imaging, Spatial compounding imaging , panaromic imaging, beam sterring and needle recognition, Auto Optimization, Media thickness of vessel, High dynamic range ( above 200), Trapezoid or extended focusing view and Patient information database storage upto 500 GB. Accessories : Complete set of Black and white thermal printer machine compatible with thermal printing paper size -110 mm width, with digital connector cable set, Ac Adapter and Lithium-ion battery pack, suitable backpack or Travelling case and integrated trolley (Machine stand) with inbuilt multi ports for probe connection and printer holder with internal power and USB cable connection. Recording Facilities: UBS, Wireless LAN Support and DICOM ( Basic, Vascular SR, OB/GYN SR, Query/ Retrieve and work list) Connectivity to RIS/ PACS/ HIS. Certifications: FDA/ CE/ Relevant ISO. Operational Environmental conditions: Temperature (+5 to +40) deg celcius ,Relative Humidity ( 4 to < 90)%, Altitude ( 200 to 3000 ) mtrs, Atmospheric Pressure (500 to 800) mmHg ; Power Supply : 230V ± 6% , 50 Hz ± 1 % ; Power cord with 3 round pin top; Installation testing:1- Demonstration,2- Application Training for end user. 3-System and application soft ware copy. (Standardised Brands: GE Healthcare, Sonoscape or equivalent or higher) | Set
| Curvilinear probe 2 to 5 Mhz for Mindray DC 30 | Piece
Accessories (USG)
Equipment (USG)
| Ultrasound imaging system, High end, 3D/4D colour doppler: LED monitor; Operating modes: B-mode, M-mode, Colour flow, Pulse wave doppler with high PRF, Power doppler, Crossbeam, Steered CW doppler, (3D) Coded contrast imaging; Real time image and volume mode (3D/4D): 3D Static, 4D Real time, VCI-A, VCI-C, STI- I colour, Anglo, HD-flow, Contrast and B-flow and 4D biopsy; Measurement capabilities: Distance, Circumference, Area, Volume in general abdomen; BPD, HC, AC, FL and AFI in obstetric; Vascular calculation (PSV, EDV, RI, PI, S/D ratio, AT, volume flow), Hip dysplasia calculation; Standard features: Advance tissue harmonic imaging, Spatial compounding imaging and speckle suppression, 3D/4D data compression, CW imaging, Tissue doppler imaging, iScape or panoramic view, B-steer, Virtual convex with X-beam, Hard disk partition for image storage; Auto tissue optimization, Auto spectrum optimization, Auto colour optimization, High dynamic range, Virtual convex, Wide field of view on convex, Quick save and Auto focus; Transducer: (1) Convex probe 2-5MHz, (2) Linear probe 6-12MHz, (3) 3D4D Volume probe 2-5MHz, Trans-vaginal probe 5-8 MHz; Application includes: Multipurpose imaging system design for abdominal, vascular, obstetrics, gynecology, neonatology, paediatrics, urology, trans-cranial, small parts and musculoskeletal application and emergency medicine; Systems options: 4D real time, Vocal ll, Volume contrast imaging, Sono VCAD 4D-STI; Recording facilities: UBS (AHA/IEC) support, Wireless LAN support and DICOM (Basic, Vascular SR, OB/GYN SR, Query/Retrieve and work list); Connectivity to RIS/ PACS/ HIS; Power supply: AC 220-240V, 50Hz; Power cord with 3 round pin top. Accessories: Complete set of black and white thermal printer machine with digital USB connector cable and suitable 2 KVP online UPS and in built battery backup for one hour. | set
| Ultrasound Machines (Portable with laptop type), with color Doppler facility and atleats 2 probes (convex and linear), with complete set of printer. Power supply: 220V-230V,50Hz, Power cord of round 3 pin plug top. | Set
| Linear probe (5-10MHz) for GE logiq e ultrasound machine | Piece
| USG Machine - Type II Specification: Full backlit Alphanumeric keyboard, telescoping, tilt, swivel, high adjustment. The system includes patient entry preset menus archiving, edge enhancement, frame averaging, storage and recall. Features: Truscan Architecture - software that gives computational power, image manipulation capability workflow flexibility and product upgradeability | Set
| Ultrasound imaging system, Colour doppler, Handheld: Pocket-sized device with probe that has dual transducers heads in one probe; Convex: 2-5MHz and linear: 6-10MHz; Operating modes: B modes, M modes, Continuous wave doppler, Power doppler imaging (PDI), Pulse wave doppler with high PRF, Real time imaging; Applications: General abdomen, Gyane, Urology, Obstetric, Small parts, Vascular and Paediatric; Measurement capabilities: Distance, Circumference, area, volume in general abdomen; BPD, HC, AC, FL and AFI in obstetric; Vascular calculation (PSV, EDV, RI, PI, S/D ratio, AT and volume flow); Standard features: Advance tissue harmonic imaging, Spatial compounding imaging, CW imaging, Tissue doppler imaging and High dynamic range; Recording facilities: UBS (AHA/IEC) support, Wireless LAN support and DICOM (Basic, Vascular SR, OB/GYN SR, Query/Retrieve and work list); Connectivity to RIS/ PACS/ HIS); Power supply: AC 220-240V, 50Hz; Power cord with 3 round pin top Accessories: AC Adapter and Lithium-ion battery pack, suitable bag to fit machine, charger and probe. | Set
| Ultrasound imaging system, Colour doppler, Handheld: Pocket-sized device with dual probe that houses two transducers in one probe.Display: , must weigh less 500 grams with a viewing monitor that’s about the size of cell phone screen. Operating modes includes: B Modes, M modes, Continuous wave Doppler, Power Doppler Imaging ( PDI), Pulse wave Doppler with high PRF, Virtual convex and Real time imaging. Transducer ( Frequency should be in B- Mode ) : (1) Convex probe 2- 5 MHz (2) Linear probe 6 - 12 MHz . Applications including: General Abdomen, Gyane, Urology, Obstetric, Small parts, Vascular and Pediatric. Measurement capabilities: Distance, Circumference, area, volume in general abdomen. BPD,HC,AC and FL in obstetric . Vascular calculation ( PSV, EDV, RI, PI, S/D ratio, AT and volume flow). Standard features include: Advance tissue harmonic imaging, Spatial compounding imaging, CW imaging, Tissue Doppler Imaging and High dynamic range. Accessories : Ac Adapter and Lithium-ion battery pack, suitable bag or case to fit machine, charger and probe. Recording facilities: USB, Wireless LAN Support and DICOM ( Basic, Vascular SR, OB/GYN SR, Query/ Retrieve and work list) Connectivity to RIS/ PACS/ HIS. Certifications: FDA / CE/ Relevant ISO. Operational environmental conditions:Temperature (+5 to +40) deg celcius ,Relative Humidity ( 4 to < 90)%, Altitude ( 200 to 3000 ) mtrs, Atmospheric Pressure (500 to 800) mmHg ; Power supply:230V ± 6% , 50 Hz ± 1 % ; Power cord with 3 round pin top. Installation testing: Demonstration, Application Training for end user, System and application soft ware copy | Set
Interventional Radiology | Simon (I) catheter (4Fr, 5 Fr) length 65, 100 cm. | Piece
| Puncture needle 18G, Surflo IV catheter with radio-opaque ETFE, Double wall puncture, Length 2 inch | Set
| Mammography imaging system; high frequency image quality, 3D imaging memography for clearer lesion images, and fewer false positive recalls and biopsies, 3D biopsy, to Contrast Enhanced,2D imaging co-registered with breast tomosynthesis imaging, operating condition; temperature range 20°C to 30°C, Max. Rate of Temperature Change <10°C / hr, Relative Humidity Range 10% to 90% non-condensing, system operation and accessories; screening compression paddle, 24x29 cm Screening Paddle, 18x24 cm Screening Paddle, Small Breast Screening Paddle, Diagnostic Compression Paddles; 10 cm Contact Paddle, 15 cm Contact Paddle, 7.5 cm Spot Contact Paddle, Frameless Spot Contact Paddle, Magnification Compression Paddles; 10 cm Magnification Paddle, 15 cm Magnification Paddle, 7.5 cm Spot Magnification Paddle. Operational environmental conditions: Temperature 5-40oC; Relative humidity: 4 to <90%; Altitude 200-3000m; Atmospheric pressure 500-800mmHg; Power Supply : 230V ± 6% , 50 Hz ± 1 % ; Power cord with 3 round pin top. | Set
| Angiography suite with Digital Subtraction facility | Set
| Cobra catheter 4 & 5 Fr (length 65, 100 cm) | Piece
| Simon (Simon II) catheter 4. 5 Fr. (length 65, 100 cm) | Piece
| Hydrophilic guide wire size0.032, 0.035 inches (length 80, 100 & 125 cm) | Piece
| Loop catheter, Self retaining, Pigtail, Stiff, Standard length 10Fr | Piece
| Guide wire (puncture) with size 0.035. | Set
| Fluoroscopy system: Gantry: Suitable for minimum ceiling heights of 240cm, Depth of G-arm: 105cm; Ultra-flexible projection angles: angulation from 45° cranial to 45° caudal, rotation from 120° LAO to 120° RAO; Motorized rotation speed: maximum speed up to 25°/second; Motorized angulation speed: maximum speed up to 18°/second with variable speed, configurable via Xper settings; Storage and recall of two scratch positions; Isocenter to floor distance: 106.5cm; Focal spot to isocenter distance: 76.5cm; Focal spot to flat detector distance: 86.5 to 123cm; The detector positioned manually or via motorized movement; One 19 LCD colour monitor and one 18 black and white LCD monitor; Xper Table: Radio translucent carbon fiber tabletop; Motorized height movement: 79 - 107cm; Tabletop metal free overhang: 125cm; Free float at 0 degrees tilt; Longitudinal float: 120cm; Transversal float: 36cm; Maximum allowable patient weight: 250kg with additional force of 500 N (100kg) allowed in case of CPR; Comfortable patient mattress; Cables incorporated in the table to allow maximum operational flexibility; Table position coordinates: Max. tilt range: -17° (head-down) to +17° (head-up); Tilt speed: 2 degrees/second; Isocentric cradle; Max. cradle range: -15° to +15° for the full tilt range; Cradle speed: 3 degrees/second; Pivot range from -90° to +180° (or -180° to +90°) with locked positions at 0°, -13°, and +31° (to facilitate arm angiography) and -90°, +90°, and 180°; Monitor Ceiling Suspension: Monitors rotate freely on the high ceiling suspension over a range of 350°; Suspension moves transversely over a distance of 300cm and longitudinally over a distance of 330cm; Allows motorized height adjustment over a maximum range of 32cm; Flat Panel Detector: Field of view: 25cm, diagonal square; Detector zoom fields: 19 and 15cm diagonal square format; Pixel size: 184 x 184 microns; Detective Quantum Efficiency DQE (0): 75%; Output digital video frame: 1024² at 14-bit depth resolution; Acquisition speeds should not be customized per system: 3.75, 7.5, 15 and 30 frames/second; Digital video frame out of archiving purposes customizable via Xper settings in different formats: 1024², 512², 8 or 10 bit; X-ray Generator: Microprocessor-controlled, 100 kW high-frequency converter generator; Quartz-controlled IGBT power switch, with a minimum switching time of 1ms; Voltage range: 40 to 125 kV; Maximum current: 1250 mA at 80 kV; Maximum continuous power: 2.5 kW for 0.5 hours, 2 kW for 0.8 hours; Nominal power (highest electrical power): 100 kW (1000 mA at 100 kV); X-ray Tube: 0.5/0.8 nominal focal spot values with maximum load ability of 45 kW and 85 kW; Grid switching with pulsed fluoroscopy; Anode heat dissipation in continuous mode: 3200W; Fluoro power for 10 minutes: 4500W; Fluoro power for 20 minutes: 3500W; Maximum heat dissipation of assembly: 3500W; Spectra Beam dose management: Oil-cooled X-ray tube with thermal safety switch; Colour LCD Monitor 19 display; Native format: 1280 x 1024 SXGA; Wide viewing angle: approximately 170°; Controlled brightness: typically 270 Cd/ m², with ambient light dependent brightness control; On-screen display of control functions operated via push buttons; Audio output 0.5 watt; Contrast typically 800 on 1; Monochrome LCD Monitor: 18monochrome LCD display with a native format of 1280 x 1024 SXGA; 10 bit grey-scale resolution with grey-scale correction; Wide viewing angle: approximately 160°; High brightness: maximum 600 Cd/m², with ambient light dependent brightness control; On-screen display of control functions operated via push buttons; Examination room LCD monitors include protection screen and motorized height adjustment | Set
| Facial dilator, Plastic, Standard length 6Fr, 7Fr, 8Fr, 9Fr, 10Fr, 12Fr, 14Fr. | Set
| Dehydrated alcohol injection, Sterile, 5mL | Vial
| Loop catheter, Self retaining, Pigtail, Stiff, Standard length 12Fr | Piece
| Vascular sheath 5Fr | Set
| Loop catheter, Self retaining, Pigtail, Stiff, Standard length 8Fr | Piece
| Mammography imaging system: Certifications: CE, FDA, ISO, IEC or equivalent standards; Operational environmental conditions: Temperature 5-40oC; Relative humidity: 4 to <90%; Altitude 200-3000m; Atmospheric pressure 500-800mmHg; Power supply: AC 220-240V, 50Hz; Power cord with 3 round pin top; Appropriate voltage stabilizer | Set
| Percutaneous Biopsy needle, Spring activated core with coaxial system, Additional blunt tip stylet (2 depths) 20G, 15cm | Set
| Coaxial biopsy needle with additional blunt tip stylet 18G, 10cm | Piece
| Catheter, Cobra, 5Fr Length 65, 100cm | Piece
| Angiography suite with digital subtraction facility | Set
| Catheter, Cobra, 4Fr Length 65, 100cm | Piece
| Catheter, Simon I, 5Fr Length 65, 100cm | Piece
| Headhunter, 5Fr Length 70, 100cm | Piece
| Catheter, Simon I, 4Fr Length 65, 100cm | Piece
| Catheter, Yashiro, 4Fr Length 70, 100cm | Piece
| Bone biopsy needle 14G,10cm | set
| Percutaneous Biopsy needle, Spring activated core with coaxial system, Additional blunt tip stylet (2 depths) 18G, 10cm | Set
| Facial dilator, Plastic, Standard length 12Fr | Piece
Catheters
| Intravascular catheter, Pigtail 6Fr | Piece
| Headhunter, 4Fr Length 70, 100cm | Piece
| Catheter, Simon II, 4.5Fr Length 65, 100cm | Piece
| Loop catheter, Self retaining, Pigtail, Standard length 6Fr | Piece
| Catheter, Yashiro, 5Fr Length 70, 100cm | Piece
| Loop catheter, Self retaining, Pigtail, Standard length 10Fr | Piece
| Loop catheter, Self retaining, Pigtail, Standard length 12Fr | Piece
| Intravascular catheter, Pigtail 8Fr | Piece
| Loop catheter, Self retaining, Pigtail, Standard length 14Fr | Piece
| Micro-puncture billiary drainage set consisting of acoustic needle, J-tip guide wire, coaxial introducer, Needle with stylet, extra stiff guide wire with a fluffy tip | Set
| Radiofrequency ablation generator | Set
| Loop catheter, Self retaining, Pigtail, Standard length 8Fr | Piece
| Radiofrequency ablation electrodes | Set
| Puncture needle, Single wall 18-21G | Piece
| Vascular sheath 7Fr | Set
| Kidney biopsy needle, Automatic 16G, 16cm | Piece
| Percutaneous Biopsy needle, Spring activated core with coaxial system, Additional blunt tip stylet (2 depths)18G, 20cm | Set
| Kidney biopsy needle, Automatic 16G, 10cm | Piece
| Percutaneous Biopsy needle, Spring activated core with coaxial system, Additional blunt tip style (2 depths) 18G, 15cm | Set
| Facial dilator, Plastic, Standard length 10Fr | Piece
| J-tip, Bentson (0.035, 0038inch) 80-145cm | Piece
| Coaxial biopsy needle with additional blunt tip stylet 18G, 20cm | Piece
| Puncture needle 20G, Surflo IV catheter with radio-opaque ETFE, Double wall puncture, Length 2 inch | Set
| Percutaneous Biopsy needle, Spring activated core with coaxial system, additional blunt tip stylet (2 depths) 20G, 20cm | Set
| Puncture guide wire 0.035. | Set
| Puncture needle 19G, Surflo IV catheter with radio-opaque ETFE, Double wall puncture, Length 2 inch | Set
| Straight Tip, Bentson (0.035inch) 80-145cm | Piece
| J-tip, Extra Stiff, Amplatz (0.035inch) 80-145cm | Piece
| Guide wire, Hydrophilic 0.032, 0.035inch Length 80, 100 & 125cm | Piece
| Facial dilator, Plastic, Standard length 9Fr | Piece
| Facial dilator, Plastic, Standard length 8Fr | Piece
| Facial dilator, Plastic, Standard length 7Fr | Piece
| J-tip, Supper Stiff, Bentson (0.035inch) 80-145cm | Piece
| J-tip, Extra Stiff, Amplatz (0.035inch) 80-145cm | Piece
| Connecting tube, Vinyl, 40cm | Piece
| Ultrasound gel, Sterile | 25mL
Consumables (IR)
| Bone biopsy needle 14G, 15cm | Set
| Puncture Needle 18, 19, 20G sulflo IV Catheter with radio-opaque ETFE. (Length- 2 ¾ inch.), double wall puncture. | Set
| Yashiro catheter (4, 5Fr) length 70, 100 cm | Piece
| Pigtail (intravascular) 6- 8 Fr. | Piece
Equipment (IR)
Guide wires
| Vascular sheath 5, 7 Fr. | Set
Ablation of liver tumour
Needles
| Single wall puncture needle 18-21G. | Piece
| Fluoroscopy system: Gantry: Suitable for minimum ceiling heights of 240cm, Depth of G-arm: 105cm; Ultra-flexible projection angles: angulation from 45° cranial to 45° caudal, rotation from 120° LAO to 120° RAO; Motorized rotation speed: maximum speed up to 18°/second with variable speed, configurable as per settings; Storage and recall of two scratch positions; Isocenter to floor distance: 100cmto 110cm; Focal spot to isocenter distance: 75-80cm; Focal spot to flat detector distance: 85-125cm; The detector positioned manually or via motorized movement; One 19 LCD colour monitor and one 18 black and white LCD monitor; Xper Table: Radio translucent carbon fiber tabletop; Motorized height movement: 79 - 107cm; Tabletop metal free overhang: 125cm; Free float at 0 degrees tilt; Longitudinal float: 120cm; Transversal float: 36cm; Maximum allowable patient weight: 250kg with additional force of 500 N (100kg) allowed in case of CPR; Comfortable patient mattress; Cables incorporated in the table to allow maximum operational flexibility; Table position coordinates: Max. tilt range: -17° (head-down) to +17° (head-up); Tilt speed: 2 degrees/second; Isocentric cradle; Max. cradle range: -15° to +15° for the full tilt range; Cradle speed: 3 degrees/second; Pivot range from -90° to +180° (or -180° to +90°) with locked positions at 0°, -13°, and +31° (to facilitate arm angiography) and -90°, +90°, and 180°; Monitor Ceiling Suspension: Monitors rotate freely on the high ceiling suspension over a range of 350°; Suspension moves transversely over a distance of 300cm and longitudinally over a distance of 330cm; Allows motorized height adjustment over a maximum range of 32cm; Flat Panel Detector: Field of view: 25cm, diagonal square; Detector zoom fields: 19 and 15cm diagonal square format; Pixel size: 184 x 184 microns; Detective Quantum Efficiency DQE (0): 75%; Output digital video frame: 1024² at 14-bit depth resolution; Acquisition speeds should not be customized per system: 3.75, 7.5, 15 and 30 frames/second; Digital video frame out of archiving purposes customizable via Xper settings in different formats: 1024², 512², 8 or 10 bit; X-ray Generator: Microprocessor-controlled, 100 kW high-frequency converter generator; Quartz-controlled IGBT power switch, with a minimum switching time of 1ms; Voltage range: 40 to 125 kV; Maximum current: 1250 mA at 80 kV; Maximum continuous power: 2.5 kW for 0.5 hours, 2 kW for 0.8 hours; Nominal power (highest electrical power): 100 kW (1000 mA at 100 kV); X-ray Tube: 0.5/0.8 nominal focal spot values with maximum load ability of 45 kW and 85 kW; Grid switching with pulsed fluoroscopy; Anode heat dissipation in continuous mode: 3200W; Fluoro power for 10 minutes: 4500W; Fluoro power for 20 minutes: 3500W; Maximum heat dissipation of assembly: 3500W; Spectra Beam dose management: Oil-cooled X-ray tube with thermal safety switch; Colour LCD Monitor 19 display; Native format: 1280 x 1024 SXGA; Wide viewing angle: approximately 170°; Controlled brightness: typically 270 Cd/ m², with ambient light dependent brightness control; On-screen display of control functions operated via push buttons; Audio output 0.5 watt; Contrast typically 800 on 1; Monochrome LCD Monitor: 18monochrome LCD display with a native format of 1280 x 1024 SXGA; 10 bit grey-scale resolution with grey-scale correction; Wide viewing angle: approximately 160°; High brightness: maximum 600 Cd/m², with ambient light dependent brightness control; On-screen display of control functions operated via push buttons; Examination room LCD monitors include protection screen and motorized height adjustment | Set
| Head hunter (4, 5Fr) length 70, 100 cm. | Piece
| Probe cover, Ultrasound, Sterile (Plastic) | Piece
Angiography (Tace, Bronchial, Uterine and Renal artery embolization)
Interventional Radiology (Guide Wires) | Bentson straight tip (0.035inches) 80-145 cm-any standard GW length for specific procedure. | Piece
| Amplatz extra stiff J tip (0.035inches) 80-145 cm-any standard GW length for specific procedure. | Piece
| Bentson supper stiff J TIP (0.035inches) 80-145 cm-any standard GW length for specific procedure. | Piece
| Mammography Machine, Power supply: AC 220V- 230V, 50HZ Power cord with round 3 pin top and suitable voltage stabilizer | Set
| Bentson J TIP sizes (0.035, 0038 inches) 80-145 cm-any standard GW length for specific procedure. | Piece
| Amplatz extra stiff straight tip (0.035inches) 80-145 cm-any standard GW length for specific procedure. | Piece
| Self retaining loop catheter (Pigtail) standard length: 8 Fr, 10 Fr, 12 Fr, 14 Fr. | Piece
| Percutaneous B: spring activated core biopsy needle with coaxial system, 18 gauge (15 cm), 18 gauge (20 cm), 20 gauge (15 cm), 20 gauge (20 cm), spinal needle (15, 20 cm) 18, 20, 22, 23, & 25 G | Set
| Facial dilators (plastic) standard length: 6 Fr, 7 Fr, 8 Fr, 9 Fr, 10 Fr, 12 Fr. | Piece
Interventional Radiology (Percutaneouse Drainage) | Chiba Needle 18 Gauge (20 cm) | Piece
| Chiba Needle 20 Gauge (20cm) | Piece
| Chiba Needle 18 Gauge (15 cm) | Piece
| Chiba Needle 20 Gauge (15cm) | Piece
Interventional Radiology for Ablation of liver tumour | RFA generator | Set
| RFA electrodes | Set
Magnetic Resonance Imaging | MRI friendly Suction machine 1/2 HP, mobile fibre casting pressure tube with pressure regulator tube. Twin suction bottle of 2-3 Ltrs capacity. Display of vacuum from 100 to 700mm HG. (MRI compatible) Power supply: AC 220V- 230V, 50HZ Power cord with round 3 pin top | Set
| MRI compatible Anaesthesia machine Power supply: AC 220V- 230V, 50HZ Power cord with round 3 pin top | Set
| MRI compatible Pulse Oximeter, Power supply: AC 220V- 230V, 50HZ Power cord with round 3 pin top | Set
| Dry view camera, Power supply: AC 220V- 230V, 50HZ Power cord with round 3 pin top. | Piece
| MR compatible Laryngoscope for adult and children | Set
| MRI Machine with automatic injector | Set
| MR compatible anesthesia machine for adult and paediatrics | Set
| Suction machine, Compatible with MRI machine | Set
| Patient trolley compatible with MRI | Piece
| Dry view camera | Piece
| Magnetic resonance imaging (MRI) machine, 1.5 Tesla (Standardised Brands: GE Healthcare) | Set
| Magnetic Resonance Imaging(MRI) machine, 1.5 Tesla: Magnet: superconducting, field strength of 1.5T (Tesla); bore diameter of 70 cm; zero boil off helium cryogens, active and passive shimming. Coils: Head and neck, body , cardiac, shoulder,knee, wrist, foot, multi purpose flex coils, peripheral vascular, breast, shoulder neurovascular, spine, knee, body array, large flexible, small flexible, abdomen,gradient. Imaging techniques: routine T1, T2 and PD should be possible. Echo planar imaging techniques be present. SWI techniques should be present, inversion recovery sequences should be possible, DTI and functional MRI should be present. Spectroscopy and CSF analysis must be possible. All kinds of MSK imaging, neuro imaging, cardiac imaging, perfusion imaging should be possible. Acoustic reduction should be present. All kinds of vascular imaging should be possible. FOV upto 50 cm. Table capacity: 250 kg. Scan range: 100-199 cm. Minimum TR: 0.95ms. Minimum TE:0.22 ms. Ancillary Equipment:ups,airconditioning, cardiac monitor, fMRI, contrast injector, anesthesia. Operating console : two 19 ”or 21’’ high resolution colour flat screen, latest multi-tasking with 64 bit processor and a menu driven platform. DICOM 3.0 or newer version, capability for HIS- RIS interface, PACS interface without any new hardware or software, archiving facility of DVD & CD from main console, must perform scans without interrupting background image sending to PACS or archive, must perform scans without interrupting background auto reconstruction of MPR images, must have protocols for separate imaging of body parts like neuro-imaging, MSK imaging, cardiac imaging, perfusion imaging. Post processing work station for Technicians/Technologists: two 19” or 21’’ double colour flat screen, standard software, MPR, ROI, volume calculation, software like 3D volume rendering, MIP, MRI angiography, cardiac analysis, artefact suppressions, MR perfusion processing, reformat must be possible. Radiologists reporting workstation and a reporting PC: two 19” or 21’’ double colour flat screen, standard software, MPR, ROI, volume calculation, software like 3D volume rendering, MIP, MRI angiography, cardiac analysis, artefact suppressions, MR perfusion processing,reformat must be possible; and a separate normal PC is for making formal reports. Certifications: CE, FDA, ISO, IEC or equivalent standards; Operational environmental conditions: Temperature 5-40°C; Relative humidity: 4 to <90%; Altitude 200-3000m; Atmospheric pressure 500-800mmHg; Power supply 415 to 440 VAC, 50/60 Hz; appropriate 3 phase, online UPS. (Standardised Brands: GE Healthcare) | Set
| Magnetic Resonance Imaging(MRI) machine, 3 Tesla: Magnet: superconducting, field strength of 3T (Tesla); bore diameter of 70 cm; zero boil off helium cryogens, active and passive shimming. Coils: Head and neck, body , cardiac, shoulder,knee, wrist, foot, multi purpose flex coils, peripheral vascular, breast, shoulder neurovascular, spine, knee, body array, large flexible, small flexible, abdomen,gradient. Imaging techniques: routine T1, T2 and PD should be possible. Echo planar imaging techniques be present. SWI techniques should be present, inversion recovery sequences should be possible, DTI and functional MRI should be present. Spectroscopy and CSF analysis must be possible. All kinds of MSK imaging, neuro imaging, cardiac imaging, perfusion imaging should be possible. Acoustic reduction should be present. All kinds of vascular imaging should be possible. FOV upto 50 cm. Table capacity: 250 kg. Scan range: 100-199 cm. Minimum TR: 0.95ms. Minimum TE:0.22 ms. Ancillary Equipment:ups,airconditioning, cardiac monitor, fMRI, contrast injector, anesthesia. Operating console : two 19 ”or 21’’ high resolution colour flat screen, latest multi-tasking with 64 bit processor and a menu driven platform. DICOM 3.0 or newer version, capability for HIS- RIS interface, PACS interface without any new hardware or software, archiving facility of DVD & CD from main console, must perform scans without interrupting background image sending to PACS or archive, must perform scans without interrupting background auto reconstruction of MPR images, must have protocols for separate imaging of body parts like neuro-imaging, MSK imaging, cardiac imaging, perfusion imaging. Post processing work station for Technicians/Technologists: two 19” or 21’’ double colour flat screen, standard software, MPR, ROI, volume calculation, software like 3D volume rendering, MIP, MRI angiography, cardiac analysis, artefact suppressions, MR perfusion processing, reformat must be possible. Radiologists reporting workstation and a reporting PC: two 19” or 21’’ double colour flat screen, standard software, MPR, ROI, volume calculation, software like 3D volume rendering, MIP, MRI angiography, cardiac analysis, artefact suppressions, MR perfusion processing,reformat must be possible; and a separate normal PC is for making formal reports. Certifications: CE, FDA, ISO, IEC or equivalent standards; Operational environmental conditions: Temperature 5-40°C; Relative humidity: 4 to <90%; Altitude 200-3000m; Atmospheric pressure 500-800mmHg; Power supply: 415 to 440 VAC, 50/60 Hz; appropriate 3-phase, online UPS. (Standardised Brands: GE Healthcare) | Set
| MRI machine 1.5 Tesla specifications: ADW CPU, ADW monitor, mouse and mouse pad, metal detectors, Kodak dry view 8900 camera, report card CPU, Monitor, key board, CCTV, newmatic slimline head sets, microphone, Onkyo music system with speakers, AM/FM antenna, GOC computer, Monitor, PAC monitor, spectris solaris pressure injector 2 batteries and charger, SCSI tower, keypad, mouse and pad, gradient chiller, 1.5T sumitomo compressor, Cryo chiller, Quad knee coil, 8 channel brain coil, 1.5T split head coil, 8 channel body array, 8 channel Neuro Vascular array, 8 channel CTL coil, 8 channel anterior bridge, general purpose flex coil, phased array shoulder coil, 8 channel breast coil, QD plug coil adaptor extremity, coil ID connector, 1.5T peripheral Vascular coil, 1.5T 5 inch round coil, 1.5T 3 inch round coil, Dual array adaptor, MR compatible adaptor, MR compatible anaesthesia m/c, phantom cart with LV shim phantom, DQA phantom with loader, TLT head sphere, ball phantom, upper anular phantom, CTL phantom, SNR phantom head SNR phantom, ball phantom with base, 8 channel NV array phantom, loading phantom, service ladder, newmatic slimline head sets, invivo pulse oxymeter, ERU, Oxygem monitor with sensor, Ethemet awitch, 1.5T CX K4150 magnet for Twinspeed gradient module, GEDE 100KVA UPS, PDU/HFD cabinet, TAC cabinet, RFS cabinet, CO2 cylinder for door locking, magnet monitor, system main disconnect panel, UPS batteries, MOD media 2.3 GB, patient squeeze bulb audio alarm, signa excite 1.5T phased array cables for Twinspeed, FR cage, viewing box, MRI 3 TR ductable split, TR, 1.5 TR, CTT Linux 4.3.13, excite HD M4 Applications, Gamma correction software, 11.0 M4 patch 00-PA-CD, HD MR Driver Module HVPS, Report Card M3A Installation 2.0, 11.0 M4 patch 00-PA-CD, Functool demo exams, Volume Viewer Demo exam, Functool Applications, Reporting tool, Volume Viewer Applications, MR pating 1.1, AW fast load DVD, AW 4.2P software, 11.0 M4 Prose/Functool Patch CD, 10.0 8 Channel NV Array QA tool, AW demo exam on CDROM, 1.5T Signa Excite 11.0 LRG, Split Head Coil LRG, AW software Config Floppy, Laryngoscope ADULT, Non-magnetic Oxygen Cylinder, Emergency light, HP Color Laser Jet 3800n Printer, Non-Magnetic IV Stand, Stethoscope, Sphygnomanometer, Diagnostic Pro Advantage, MR Machine Datex Ohmeda. | Set
| MRI compatible Patient trolley | Piece
| MRI compatible wheel chair | Piece
| MRI UPS | Set
| UPS 80KVA | Set
Equipment (MRI)
| MRI compatible IV Stand | Piece
Accessories (MRI)
| CO2 cylinder for MRI A type (Re-filling) | Piece
| Patient positioning straps (belts) for MRI | Set
| Spongy foam ear plug | Piece
| Carbon dioxide cylinder type A for MRI (Re-filling) | Piece
| Peripheral vascular phased array coil 12 elements phased array coil with 1.26m extended coverage for peripheral vascular run-offs from renal to dorsal digital arteries with smart step 2000; Visualization for lower abdomen and lower extremities; High signal uniformity; 1.26m coverage in S/I direction (3 x 44cm steps with 3cm overlap); Flexible and 2 part coil structure for close proximity to patient; Receive only phased array design; Wide positioning strips with velcro captures provided with the coil to hold the coil closely to the peripheral leg vessels into a common plane; Signal to noise test scanning phantom for image quality assurance procedures | Set
| Dryview laser imaging film, 14 x 17 inch | 125/pkt
Consumables (MRI)
Magnetic Resonance Imaging (Accessories) | Hand Held Meta Detector: Hand held super scan metal detector weighing 10 oz. | Set
| Open breast phased Array coil | Set
| 3 Inch circular general purpose coil | Set
| 1.5T GP flex coil: Coil is designed to optimize imaging of irregular anatomy such as the branchial plexus, hip, thigh, elbow, large knees, ankle and foot. | Set
| Dual Array Adapter: Allows for combining two receive only non phased array coils. This helps in high SNR imaging of symmetrical anatomy such as TMJ | Set
| 1.5T Channel CTL Array: This 12 element, multi-station array for use with 8-channel EXCITE 1.5 T MR system delivers extraordinarily high SNR, spatial resolution and coverage over the full range of spine, soft tissue neck and carotid studies. Its packaged to conform to the spins normal curvature and includes a patients comfort pad and restraint. Patients can be positioned head first or feet first and the coils extensive coverage 75 cm in the S/I direction-accommodates imaging of the entire spine, making it a truly high productivity solution for your site. This coils unique split top design extends its clinical flexibility. The removable top facilities routine neck imaging, including the anterior cervical spine and neck and eliminates the need to switch to a dedicated neck coil. Coil markers make accurate positioning at imaging isocenter surprisingly quick and easy. The result improved productivity and patient throughput. This package includes applications manuals, operating instructions, SNR testing phantoms and formfitting patients comfort pads. | Set
| 1.5T 8 Channel Brain Coil: This eight element head coil for the use with 8 channel EXCITE 1.5T MR system provides unprecedented high SNR. Critically important for high throughput, the coil is optimized for ASSET parallel imaging with a speedup factor of two. With a 24 cm diameter and S/I coverage of 30 cm, the coil features an open, patient friendly design with a lookout mirror to let patients view the world outside the system. This coil will change your expectations for clinical brain imaging intracranial MRA and paediatric imaging (8-ch option is mandatory) | Set
| 1.5T Open Neurovascular Array: With a four-channel, quadrature phased array design and extended, 48 cm S/I coverage, this receive only coil is specially suited to high-SNR imaging of the neck, head, brain and vascular system. It features a two piece removable top with many openings and an adjustable mirror system to reduce claustrophobia. | Set
| 5 inch circular general purpose coil | Set
| MAI QUAD EXTREME COIL W ID | Set
| 1.5T 8 Channel body Array: This is a 12 element coil designed for use in creating extraordinary images of the chest, abdomen and pelvis on 8 channel EXCITE 1.5T MR system. This coil offers such extensive coverage that repositioning of the coil for combined abdomen-pelvis exams typically is not necessary. It provides higher sensitivity than anybody coil offered previously by GE, to enable the highest possible signal-to-noise ratio. And particularly important for body imaging, the coil was optimized for the use of ASSET98 ch option is mandatory | Set
| Peripheral Vascular phased Array Coil: Coil is a specially designed 12 elements phased array coil with 1.26 meter extended coverage for peripheral vascular run-offs from renal to dorsal digital arteries with smartstep2000. The other applications include visualization of lower abdomen and lower extremities. High signal uniformity. 1.26 meter coverage in S/I direction (3 x 44 cm steps with 3 cm overlap). Physical dimension 1.37 m long and 74 cm wide. Flexible and 2 part coil structure for close proximity to patient. Received only phased array design. Wide positioning strips with Velcro captures is provided with the coil to hold the coil closely to the peripheral leg vessels into a common plane. Must ensure that M1087CY pre amp kit also ordered with the system. Includes signal to noise test scanning phantom for image quality assurance procedures. | Set
| MRI UPS Battery: Highlit, 12xLB420, 12v 416w/cell/15 min to 1.67v/cell at 25 degree C (77 degree F), Float voltage 13.62v at 20 degree C (68 degree F), 13.56v at 25 degree C (77 degree F), connection torque 8-9Nm/70-80 mlb. | Set
| USAI 1.5T Phased Array shoulder coil: The USAI 1.5 T shoulder array coil offers the increased signal of the phased array coil along with a unique sleeve design that gives the user exceptional joint imaging capabilities. Added benefits of teh coil include. This shoulder coil is able to image the shoulder region providing images with clear definition of the shoulder joint, specifically the head of the humerus, clavical, acromion bone, supraspinatus muscle and ligaments. This shoulder coil is able to image the shoulder region providing images with clear definition of the shoulder joint, specifically the head of the humerus, clavical, acromion bone, supraspinatus muscle and ligaments. This shoulder coil is able to image the shoulder region providing images with clear definition of the shoulder joint, specifically the head of the humerus, clavical, acromion bone, supraspinatus muscle and ligaments. The shoulder coil is able to image both shoulders (not at the same time). The shoulder coil provides patients comfort for patient imaging of up to 40 minutes procedures. The shoulder coil is ASSET compatible and delivers optimum FATSAT imaging. | Set
Magnetic Resonance Imaging (Consumables) | Ear Plugs (spongy foam) | Piece
| MRI compatible ECG leads | Piece
Radiology Ultrasound (Consumables) | Probe: transvaginal (compatable with existing machine)
Printer for ultrasound machine
| Ultrasound gel | 250ml/Bottle
| Thermal printing paper type I (Sony), ultra sound (110mmx20m) | Roll
Probe: curvi linear for trans abdomin ultrasound (compatable with existing machine)
Ultrasound accessories | Linear probe 6- 12Mhz for Mindray DC-N3 | Piece
| Linear probe 6-10 Mhz for Sonosacpe X3 | Piece
| Linear probe 6 to 10Mhz for sonoscape S11 plus | Piece
| Thermal printing paper, Ultrasound, Type V (High glossy) 110mm x 18m | Roll
| Curvilinear probe 2 to 5 Mhz for Mindray DC 30 | Piece
| Curvilinear probe 2-5 Mhz for Mindray M6 | Piece
| Curvilinear probe 2-5 Mhz for sonoscape X3 | Piece
| Curvilinear probe 2-6 Mhz For Mindray DC-N3 | Piece
| Curvilinear probe 2 to 5Mhz for sonoscape S11 plus | Piece
| Linear probe 6-10 Mhz for Mindray DC 30 | Piece
| Thermal printer, Ultrasound imaging system with digital USB cable connector | Set
| Linear probe 6-10 Mhz for Mindray M6 | Piece
| Transducer cover, sterile (14 x 19.5 cm ) telescopically folded cover compatible with Ultrasound machine, laptop type (Model Z6; Mindray) | Piece
Ultrasound Equipment | Ultrasound color Doppler imaging system (Fixed) with four probes : Display : 21 inch LED monitor with High Resolution ( atleast 1280x1024 Pixel). Operating modes include: B- Mode, M- Mode, Color flow, Pulse wave doppler with high PRF, Power Doppler Imaging (PDI), Real time imaging and Crossbeam. Measurement capabilities: Distance, Circumference, area, volume in general abdomen. BPD,HC,AC and FL in obstetric . Vascular calculation ( PSV, EDV, RI, PI, S/D ratio, AT, volume flow) Hip Dysplasia calculation. Standard Features include: Advance tissue harmonic imaging, spatial compounding imaging, CW imaging, panoramic imaging, beam sterring and needle recognition, Auto Tissue Optimization, Virtual Convex, High dynamic range, Patient information data base storage os atleast 500 GB, Wide field or trapezoid view on convex. Transducer ( Frequency should be in B- Mode ) : (1) Convex probe 2- 5 MHz (2) Linear probe 6 - 12 MHz (3) Transvaginal 5-8MHZ (4) Hockey Stick 7 -14MHZ. Accessories: Black and white thermal printer machine compatible with thermal printing paper size -110 mm width with digital Connector cable set,Single phase 2 KVA Online UPS with atleast 1 hours back up; Output voltage: 230 +/- 6% , 50 Hz; noise:<50dBA; Efficiency;minimum 85% . Application includes: Abdominal, vascular, obstetrics, gynecology, neonatology, Pediatrics, urology, trans-cranial, Musculoskeletal and small parts application. Recording facilities: USB, Wireless LAN Support and DICOM ( Basic, Vascular SR, OB/GYN SR, Query/ Retrieve and work list) Connectivity to RIS/ PACS/ HIS. Certifications: FDA /CE/Relevant ISO. Operational Environmental conditions: Temperature (+5 to +40) deg celcius ,Relative Humidity ( 4 to < 90)%, Altitude ( 200 to 3000 ) mtrs, Atmospheric Pressure (500 to 800) mmHg ; Power supply:230V ± 6% , 50 Hz ± 1 % ; Power cord with 3 round pin top; Installation testing:- Demonstration, Application Training for end user. System and application soft ware.(Standardised Brands: Siemens, Sonoscape and Shenzhen Mindray) | Set
| Ultrasound imaging system, High end, 3D/4D colour doppler ( Fixed): 21 inch LED monitor with multi- purpose high Resolution Color Doppler ultrasound machine ( Resolution 1280x1024 Pixel). Operating Modes include: B- Mode, M- Mode, Color flow, Pulse wave Doppler with high PRF, Power Doppler, Crossbeam, Steered CW Doppler, (3D) Coded contrast Imaging, Real-time image and Volume Mode (3D/4D): 3D Static, 4D Real Time, VCI-A, VCI-C, STIC I Color, Anglo, HD-Flow, Contrast & B-Flow & 4D Biopsy. Measurement capabilities: Distance, Circumference, area, volume in general abdomen. BPD,HC,AC and FL in obstetric . Vascular calculation ( PSV, EDV, RI, PI, S/D ratio, AT, volume flow) Hip Dysplasia calculation. Standard features include: Advance tissue harmonic imaging, spatial compounding imaging and speckle suppression, 3D/4D data compression , CW imaging, Tissue Doppler Imaging, panaromic imaging, beam sterring and needle recognition, Virtual convex with X-Beam, Hard disk partition of 500GB for image storage, Auto tissue Optimization, Auto Spectrum Optimization Auto Color Optimization, High dignymic range, Virtual Convex, Wide field of view on convex, Quick save and Auto focus. Transducer ( Frequency should be in B- Mode ): (1) Convex probe 2 - 5 MHz , (2) Linear probe 6 - 12 MHz, (3) 3D/4D Volume probe 2MHz - 5MHz , (4)Trans-vaginal probe- 5 to 8 MHz. Application Includes: Multipurpose imaging System design for abdominal, vascular, obstetrics, gynecology, neonatology, Pediatrics, urology, trans-cranial, small parts and Musculoskeletal application. Systems Options 4D Real Time, Volume Contrast Imaging(VCI), Fetal Heart Assessment. Accessories: Black and white thermal printer machine compatible with thermal printing paper size -110 mm width with digital Connector cable set,Single phase 2 KVA Online UPS with atleast 1 hours back up; Output voltage: 230 +/- 6% , 50 Hz; noise:<50dBA; Efficiency;minimum 85% . Recording facilities: USB, Wireless LAN Support and DICOM ( Basic, Vascular SR, OB/GYN SR, Query/ Retrieve and work list) Connectivity to RIS/ PACS/ HIS. Certifications: FDA /CE/Revelent ISO; Operational environmental conditions: Temperature 5-40oC; Relative humidity: 4 to <90%; Altitude 200-3000m; Atmospheric pressure 500-800mmHg; Power supply: AC 220-230V, 50-60Hz; Installation testing: Demonstration, Application Training for end user. System and application soft ware copy | Set
| Ultrasound color Doppler imaging system (Fixed) with two probes: Display : 21 inch LED monitor with High Resolution ( atleast 1280x1024 Pixel). Operating modes include: B- Mode, M- Mode, Color flow, Pulse wave doppler with high PRF, Power Doppler Imaging (PDI), Real time imaging and Crossbeam. Measurement capabilities: Distance, Circumference, area, volume in general abdomen. BPD,HC,AC and FL in obstetric . Vascular calculation ( PSV, EDV, RI, PI, S/D ratio, AT, volume flow) Hip Dysplasia calculation Features include: Advance tissue harmonic imaging, spatial compounding imaging, CW imaging, panoramic imaging, beam sterring and needle recognition, Auto Tissue Optimization, Virtual Convex, High dynamic range, Patient information data base storage os atleast 500 GB, Wide field or trapezoid view on convex. Transducer ( Frequency should be in B- Mode ) : (1) Convex probe 2- 5 MHz (2) Linear probe 6 - 12 MHz. Accessories: Black and white thermal printer machine compatible with thermal printing paper size -110 mm width with digital Connector cable set,Single phase 2 KVA Online UPS with atleast 1 hours back up; Output voltage: 230 +/- 6% , 50 Hz; noise:<50dBA; Efficiency;minimum 85% . Application includes: Abdominal, vascular, obstetrics, gynecology, neonatology, Pediatrics, urology, trans-cranial, Musculoskeletal and small parts application. Recording facilities: USB, Wireless LAN Support and DICOM ( Basic, Vascular SR, OB/GYN SR, Query/ Retrieve and work list) Connectivity to RIS/ PACS/ HIS. Certifications: FDA /CE/Relevant ISO. Operational Environmental conditions: Temperature (+5 to +40) deg celcius ,Relative Humidity ( 4 to < 90)%, Altitude ( 200 to 3000 ) mtrs, Atmospheric Pressure (500 to 800) mmHg ;Power supply:230V ± 6% , 50 Hz ± 1 % ; Power cord with 3 round pin top; Installation testing- Demonstration, Application Training for end user, System and application soft ware. (Standardised Brands: Siemens, Sonoscape and Shenzhen Mindray) | Set
X-ray Equipment | Anti-scatter grid, 15 x 15 inch, Grid ratio 6:1, Focus grid, Min. 100 lead lines/inch, with aluminium interspacer and body cover for 14 x 14 inch film | Set
| ---- Dry view laser imaging film, Photothermographic 11 x 14inch (Konica) | 125/Pkt
| Dry view laser imaging film, Photothermographic 10 x 12inch (carestream) | 125/Pkt
| CR cassette 10 x 12 inches (24 x 30cm): With Photostimulable phrosper plate (PSP), High resolution CR MD4.0R (AGFA) General, Embedded memory, Backscatter protection for optimal image quality, Anti-static inner lining | Piece
| CR cassette 14 x 17 inches (35 x 43cm): With Photostimulable phrosper plate (PSP), High resolution CR MD4.0T (AGFA) General, Embedded memory, Backscatter protection for optimal image quality, Anti static inner lining | Piece
| Photostimuable phosphor plate 14 x 14 inches: CR MD4.0T (AGFA), Reusable (minimum 10,000 times) | Piece
| Photostimuable phosphor plate 14 x 17 inches: CR MD4.0T (AGFA), Reusable (minimum 10,000 times) | Piece
| Photostimuable phosphor plate 10 x 12 inches: CR MD4.0R (AGFA), Reusable (minimum 10,000 times) | Piece
| Photostimuable phosphor plate 14 x 14 inches: CR MD4.0R (AGFA), Reusable (minimum 10,000 times) | Piece
| Photostimuable phosphor plate 14 x 17 inches: CR MD4.0R (AGFA), Reusable (minimum 10,000 times) | Piece
| Digital Radiography (DR) Machine: Microprocessor controlled high frequency generator (80kW) with Automatic Exposure Control  1. 2. High speed 600 KHU Rotating Anode X-ray Tube  1 No. 3. Multi-Leaf collimator  1 No. 4. Vertical stand for the Digital Detector  1 No. 5. 3D Ceiling Mounted Tube (CMT) with Servo  1 No. | Set
| X-Ray imaging system, 500mA, Ceiling mounted tube, X-Ray generator:- High frequency generator; 55 kW and more, Digital exposure timer 0.001-5 sec and above; Max. mA: 500mA; Range: 10-500mA; Control: Quick trip-overload circuit breaker; Voltage compensator; Tube output voltage 40kV -130kV in fine digital shift. Tube overload indicator; Digital display of active kVp, mA and mAs; Anode braking device; Electronic overload for protection of tube; H.V. cables; Suitable Static balancer, 3-phase to 1-phase reduction at 50Hz with max. allowed resistance of 0.25ohms in 415V line; HV transformer inbuilt with generator; Celling mounted tube (CMT): Motorised vertical column, tube rotation of 180° + 180° in both X and Y axis. Switch control moment in all the direction with safety button. SID indicator to table, bucky chest stand and floor. X-ray Tube: Rotating Anode X-Ray tube unit with dual focal spot minimum 1mm and 0.6mm large and small focus with space charge compensator. Anode Heat Capacity minimum 250 KHU, Tube overload indicator, starter of minimum 8000 rpm. Collimeter: Manual multileaf collimator. Added filtration of at least 1.00 mm aluminium/copper, LED light source with high illumination, rotation moment of more than 45 degree. Vertical Bucky Stand: Floor mounted vertival bucky stand for chest and other standing projections with switch/manual control movements up and down. (Tilting optional) with changeable/inbuilt oscillating grid ratio of 8:1 and above with tray able to fit up to 43cm x 43cm (17”x17”) cassette size. Table: Four way floating and elevating (optional) and tilting (optional) table tops, having foot switch control moments, with inbuilt oscillating grid ratio of 8:1 and above with cassette tray able to fit detector of up to 43cm x 43cm (17”x17”) size. The bucky should cover the entire length of the table & should be locked at any desired position by an electromagnetic lock. The table top should be made of low radiation absorption, water proof material, weigh bearing capacity of 200kgs and more. Pre-installation and installation works to be done by supplier. Mandatory Requirements and Certifications: The company should have USFDA, CE, ISO, AERB and any equivalent certification. Easy availability of spares for all times as and when costomer require and trained engineers to maintain and support the system. All specifications to be provided with original product data sheet. Offered system should have 3 years warranty from date of installation. All the pre-installation works like civil, electrical, celling and painting works to be carried out by supplier. Complete installation to be done by supplier. Hands on training to Bio-medical engineers and end users to be provided after complete installation. User's manual and service manual to be provided to user. Proper handing and taking of equipment should be done formally. Operational environmental conditions: Temperature 5 - 40°C; Relative humidity: 4 to < 90%; Altitude 200-3000m; Atmospheric pressure 500-800mmHg; Power Supply: 440V AC, 50-60Hz, Three Phase - Max. Allowable line regulation +/-10%; Standardised Brands: Philips, Siemens and equivalent brand. | Set
| CR cassette 10 x 12 inches (24 x 30cm): With Photostimulable phrosper plate (PSP), High resolution CR MD4.0T (AGFA) General, Embedded memory, Backscatter protection for optimal image quality, Anti-static inner lining | Piece
| CR cassette 14 x 14 inches (35 x 35cm): With Photostimulable phrosper plate (PSP), High resolution CR MD4.0T (AGFA) General, Embedded memory, Backscatter protection for optimal image quality, Anti-static inner lining | Piece
| X-Ray chest stand with cassette holder; Vertical, metal made, able to hold all sizes of cassettes. | Set
| Digital Radiography (DR) system 800mA: High end: Ceiling mounted tube (CMT), Latest version, fully automatic Digital Radiography (DR); Generator: System 800mA and more, microprocessor controlled, High frequency generator with automated exposure control (AEC) and anatomical programable Radiography (APR), minimum ripples having at least 65kW output and above, Digital exposure timer 0.001-5 sec, Tube output voltage range; 40kV- 150kV in fine digital shift with 1 kV steps, automatic exposure control with field sensor, generator integrable with console work station. UPS: Reliable UPS backup to support the system during power cut-off. Detector: Flat panel portable detector of size 35cm x 43 cm two numbers for table and bucky chest stand. Detector should have rechargable lithium battery with charger and wireless connectivity. Celling mounted tube (CMT): Motorised vertical column, synchronized, motorised tracking with wall stand and table, tube rotation of 180° + 180° in both X and Y axis. Switch control moment in all the direction with safety button. SID indicator to table, bucky chest stand and floor. Fully auto-positioning capacity to perform whole body radiography. X-ray Tube: Rotating Anode X-Ray tube unit with dual focal spot 1.2mm and 0.6mm large and small focus with space charge compensator. Anode Heat Capacity minimum 300 KHU and above, Tube overload indicator, starter of minimum 8000 rpm. Collimeter: Manual/automatic multileaf collimator. Added filtration of at least 1.00 mm aluminium/copper, LED light source with high illumination, rotation moment of more than 45 degree. Vertical Bucky Stand: Floor mounted vertival bucky stand for chest and other standing projections with switch/remote control movements up and down. (Tilting optional) with changeable/inbuilt criss-crossed oscillating grid ratio of 10:1 and above with cassette tray able to fit detector of up to 43cm x 43cm (17”x17”) size. Table: Four way floating and elevating (optional) and tilting (optional) table tops, having foot switch control moments, with inbuilt criss-crossed oscillating grid ratio of 10:1 and above with cassette tray able to fit detector of up to 43cm x 43cm (17”x17”) size. The bucky should cover the entire length of the table & should be locked at any desired position by an electromagnetic lock. The table top should be made of low radiation absorption, water proof material, weigh bearing capacity of 200kgs and more, auto tracking of movement, automatic grid sensing capacity, synchronize detector movement. Work Station : The digital work station should be based on the latest high speed processor of minimum 32 bit. It should have inbuilt image storage disc of 1 TB or more and 16 GB RAM or more. It should have the ability of multi format printing and ability to adjust the contrast ratio and add annotations. Reliable UPS 1 number for power backup. Additional Workstation for Radiologist one number latest version, Medical imagind grade 21" monitor display supported by all necessary software like SCANDOC, image compresor, compredded image viewer and all other various DR functions, Processor (Intel Core i7 or better) and minimum 8GB RAM, minimum 1.0 TB inbuilt hard disk. All the accessories like mouse, keyboard, power cable, UPS multi plugs. Image Printer: 1 number heavy duty image printer of minimum 3 trays. Mandatory Requirements and Certifications: The company should have USFDA, CE, ISO, AERB and any equivalent certification. The bidder and the principal company should have a good reputation and never been black-listed or debarred government organisation. The bidder should provide undertaking letter as licenced supplier of the equipment from manufacturer. Easy availability of spares for all times as and when costomer require and trained engineers to maintain and support the system. All specifications to be provided with original product data sheet. Offered system should have 5 years warranty from date of installation and 10 years AMC to be quoted separately. All the pre-installation works like civil, electrical, celling and painting to be carried out by supplier. Complete installation to be done by supplier. Hands on training to Bio-medical engineers and end users to be provided after complete installation. User's manual, service manual and software CD to be provided to user. Proper handing and taking of equipment should be done formally. Operational environmental conditions: Temperature 5 - 30°C; Relative humidity: 4 to < 90%; Altitude 200-3000m; Atmospheric pressure 500-800mmHg; Power Supply : 400V ± 10% , 50 Hz ± 1 % | Set
| CR cassette 14 inch x 14 inches (35 x 35cm): With Photostimulable phrosper plate (PSP), High resolution CR MD4.0R General, Embedded memory, Backscatter protection for optimal image quality, Anti static inner lining | Piece
| CR cassette 14 x 17 inches (35 x 43cm): With Photostimulable phrosper plate (PSP), High resolution CR MD4.0R (AGFA) General, Embedded memory, Backscatter protection for optimal image quality, Anti static inner lining | Piece
| Dry view laser imaging film, Photothermographic 10 x 12inch (Konica) | 125/Pkt
| Anti-scatter grid, 11 x 13 inches, Grid ratio 6:1, Focus grid, Min. 103lp (lead lines/inch), FD 100cm, with aluminum interspace and body cover for 10 x 12 inch film | Piece
| Anti-scatter grid, 13 x 16 inches, Grid ratio 6:1, Focus grid, Min. 103lp (lead lines/inch), FD 100cm with aluminum interspace and body cover for 12 x 15 inch film | Piece
| Safety panel, three panels with minimum 1mm lead lining, viewing window glass with 1 mm lead equivalent thickness | Set
| Anti-scatter grid, 15 x 18 inches, Grid ratio 6:1, Focus grid, Min. 103 (lead lines/inch), FD 100cm with aluminium interspacer and body cover for 14 x 17 inch film | Piece
| Abdominal shield; 0.50mm lead equivalent thickness, 50cm x 50cm | Piece
| Lead Apron, 0.50mm lead equivalent thickness with Velcro tying band | Piece
| Gonad shield; 0.50mm lead equivalent thickness | Piece
| Computed radiography (CR) system: Drop-and-go cassette buffer: 5 cassettes of mixed sizes input buffer and 5 cassettes of mixed sizes output buffer; Throughput: 35 x 43cm, approx. 83 plates/hour; Display for status and error indication; LCD touch screen; LED status indicator; Greyscale resolution: Output to processor: 16 bits/pixel square root compressed; Configuration requirements: NX; ID tablet; CR HD 5.0; Detectors and cassettes: CR MD4.0R plates and cassettes; Power: 220-240V; 50-60Hz; Standby 87W, peak. 590W, fuse 16A; Environmental effects: Noise level: max. 65dBA; Heat dissipation: standby 92W, continuous operation 242W; Safety approvals: ETL classified CUS, CE; Transport details: Temperature: -25 to +55°C (-4 to 131°F), -25°C for max. 72 hours, +55°C for max. 96 hours; Humidity: 5-95% RH. Accessories: Dry laser camera with 3 online film sizes; Voltage stabilizer for the system; Online UPS for the computer and workstation (Standardised Brands: AGFA Healthcare) | Set
| Anti-scatter grid, 15 x 15 inches, Grid ratio 6:1, Focus grid, Min. 103lp (lead lines/inch), FD 100cm with aluminium interspacer and body cover for 14 x 14 inch film | Piece
| Dry view laser imaging film, Photothermographic 10 x 12inch (AGFA) | 100/Pkt
| Lead Goggle, Minimum 0.5mm lead equivalent thickness | Piece
| Dry view laser imaging film, Photothermographic 11 x 14inch (AGFA) | 100/Pkt
| Computed Radiography (CR) system: Drop-and-go cassette buffer; High throughput and fast preview of images, 83 plates/hour; Display for status and error indication; LCD touch screen display medical imaging grade of minimum 21 inches; LED status indicator; Greyscale resolution: Output to processor: 16 bits/pixel square root compressed; Configuration requirements: NX; ID tablet; CR HD 5.0; DICOM connectivity and integration. ; Standby 87W, peak. 590W, fuse 16A; Environmental effects: Noise level: max. 65dBA; Heat dissipation: standby 92W, continuous operation 242W; Safety approvals: ETL classified CUS, CE; Transport details: Temperature: -25 to +55°C (-4 to 131°F), -25°C for max. 72 hours, +55°C for max. 96 hours; Humidity: 5-95% RH. Accessories: Cassettes: CR MD4.0R plates and cassettes size 14" x 17" and 10" x 12" each; Power: Power Supply : 230V ± 6% , 50 Hz ± 1 %, Power cord with 3 round pin top .Voltage stabilizer for the system; Online UPS for the computer and workstation (Standardized Brands: AGFA Healthcare). Minimum warranty of 5 years. Full installation to be done by supplier and proper handing and taking after hands on training to the end users. | Set
| Dry view image printer, Thermal: For CR and DR, DICOM Multi size film printing option; Network connectivity technology; Photothermographic; Integrated DICOM interface; Support film sizes, 14 x 17 inches; 14 x 14 inches; 10 x 12 inches ; Accessories: dry view film of 10"x12" two packets; Reliable USP for power back up one number; Certifications: CE, FDA, ISO, IEC or equivalent standards; Complete installation to be done by supplier and hands on training to the end user. Warranty period of one year. Operational environmental conditions: Temperature 5-40oC; Relative humidity: 4 to <90%; Altitude 200-3000m; Atmospheric pressure 500-800mmHg; Power Supply : 230V ± 6% , 50 Hz ± 1 % ; Power cord with 3 round pin top. | Set
| X-Ray imaging system, 300mA: X-Ray generator Full-wave rectified; High frequency multi-pulse generator; Max 125kVP; Max mA: 300 and should have 300mA at 100kVp; kV range: 40-125; mA range: Small focus: 80-160mA; Large focus: 160-300mA; X-ray tube: rotating anode; Focal spot: Dual 1.2x1.2mm and 2 x 2mm; Anode heat capacity: 115kHU; Anode speed: 2800RPM at 50Hz; Control panel: Digital display of all radiographic parameters; Major and minor kVp control; Electronic timer with range of 0.02-5sec in at least 24 steps; Automatic tube over load protection; Line voltage compensator for coarse and fine adjustment; Static balance: 30kVA capable of converting 3-phase in range 365-400VAC with 0.2ohms resistance at 50-60Hz to single phase 230VAC/50Hz; Floor to ceiling tube stand; Full counter balanced; Easy to move and handle; Light beam diaphragm collimator; One pair of high voltage cables at least 6 meters long; Tube head rotatable 360 deg. and Extendable hand switch with cable for x-ray exposure; Table Horizontal type; Radiolucent table top with negligible x-ray absorption, stain free, break resistant and water proof; Movable grid type Bucky; Grid should be aluminium interspaced with minimum ratio of 6:1 and 60 lines/inches; Bucky should travel the entire length of the table, SS Cassette tray; Auto centering of cassette with cassette lock and should be capable to accommodate 14 x 17inch; Compression band, hand grip, foot rest and foot step; Certifications: CE, FDA, ISO, IEC or equivalent standards; Operational environmental conditions: Temperature 5-40oC; Relative humidity: 4 to <90%; Altitude 200-3000m; Atmospheric pressure 500-800mmHg;Power Supply: 440V +- 10% V AC, 50Hz, Three phase(Standardised Brands: Siemens and Allengers) | Set
| X-ray film processor:- Auto; Accept film size from 10 x 12inch to 14 x 17inch; Process min. of 60 films/hour both in rapid cycle and standard cycle; Processing time 1.5-5min; Developing and fixing and washing tank, min. 4 Litres made of non-corrosive; Microprocessor controlled switches and thermostatic control; The replenishment containers, at least 25L and the replenishment should be automatic; Certifications: CE, FDA, ISO, IEC or equivalent standards; Complete installation to be done by supplier and hands on training to the end user. Warranty period of one year. Operational environmental conditions: Temperature 5-40oC; Relative humidity: 4 to <90%; Altitude 200-3000m; Atmospheric pressure 500-800mmHg; Power Supply : 230V ± 6% , 50 Hz ± 1 % ; Power cord with 3 round pin top. (Standardised Brands: Protec and JPI Healthcare Co.Ltd) | Set
| X-Ray imaging system 60mA, Multi-mobile:- Full wave solid state rectified High Frequency generator; Output: 2.5kW; mAs: up to 60mA; kVp range: 40-100kVp; Control; Two-point exposure technique, kV and mAs. Control panel with total soft touch buttons for operations; Self diagnostic program with indicators for earth fault error, kV error and filament error; Tube:- Stationary Anode X-ray tube; Collimator:- Multi-leaf, Manual shutter with LED light source with timer control. Single focus spot 1mm sq and more; Tube arm:- Hydrolic arm feature; Achieve tube focus to floor distance 75inch and tube focus to table top distance 46 inches; Certifications: CE, FDA, ISO, IEC or equivalent standards; Operational environmental conditions: Temperature 5-40oC; Relative humidity: 4 to <90%; Altitude 200-3000m; Atmospheric pressure 500-800mmHg; Power Supply : 230V ± 6% , 50 Hz ± 1 % ; Power cord with 3 round pin top.; Service manual, User manual. Warranty period of one year. Complete installation to be done by supplier and provide hands on training to the end user. (Standardised Brands: Philips, Siemens and equivalent brand) | Set
| X-Ray imaging system, 800mA, Ceiling mounted tube, X-Ray generator:- High frequency generator; 65 kW and more, Digital exposure timer 0.001-5 sec and above; Max. mA: 800mA; Range: 10-800mA; Control: Quick trip-overload circuit breaker; Voltage compensator; Tube output voltage 40kV -150kV in fine digital shift. Tube overload indicator; Digital display of active kVp, mA and mAs; Anode braking device; Electronic overload for protection of tube; H.V. cables; Suitable Static balancer, 3-phase to 1-phase reduction at 50Hz with max. allowed resistance of 0.25ohms in 415V line; HV transformer inbuilt with generator; Celling mounted tube (CMT): Motorised vertical column, tube rotation of 180° + 180° in both X and Y axis. Switch control moment in all the direction with safety button. SID indicator to table, bucky chest stand and floor. X-ray Tube: Rotating Anode X-Ray tube unit with dual focal spot minimum 1.2mm and 0.6mm large and small focus with space charge compensator. Anode Heat Capacity minimum 300 KHU, Tube overload indicator, starter of minimum 8000 rpm. Collimeter: Manual/auromatic, multileaf collimator. Added filtration of at least 1.00 mm aluminium/copper, LED light source with high illumination, rotation moment of more than 45 degree. Vertical Bucky Stand: Floor mounted vertival bucky stand for chest and other standing projections with switch/manual control movements up and down. (Tilting optional) with changeable/inbuilt oscillating grid ratio of 8:1 and above with tray able to fit up to 43cm x 43cm (17”x17”) cassette size. Table: Four way floating and elevating (optional) and tilting (optional) table tops, having foot switch control moments, with inbuilt oscillating grid ratio of 8:1 and above with cassette tray able to fit up to 43cm x 43cm (17”x17”) cassette size. The bucky should cover the entire length of the table & should be locked at any desired position by an electromagnetic lock. The table top should be made of low radiation absorption, water proof material, weigh bearing capacity of 200kgs and more. Pre-installation and installation works to be done by supplier. Mandatory Requirements and Certifications: The company should have USFDA, CE, ISO, AERB and any equivalent certification. Easy availability of spares for all times as and when costomer require and trained engineers to maintain and support the system. All specifications to be provided with original product data sheet. Offered system should have 3 years warranty from date of installation. All the pre-installation works like civil, electrical, celling and painting works to be carried out by supplier. Complete installation to be done by supplier. Hands on training to Bio-medical engineers and end users to be provided after complete installation. User's manual, service and manual to be provided to user. Proper handing and taking of equipment should be done formally. Operational environmental conditions: Temperature 5 - 40°C; Relative humidity: 4 to < 90%; Altitude 200-3000m; Atmospheric pressure 500-800mmHg; Power Supply: 440V AC, 50-60Hz, Three Phase - Max. Allowable line regulation +/-10%; Standardised Brands: Philips Siemens and equivalent brand. | Set
| CR cassette 14 x 17inch With Photostimilable phrosper plate (PSP), High resolution, General, Embaded memory, Backscatter protection for optimal image quality, Antistatic inner lining | Piece
| CR cassette 14 x 14inch With Photostimilable phrosper plate (PSP), High resolution, General, Embaded memory, Backscatter protection for optimal image quality, Antistatic inner lining | Piece
| X-Ray imaging system 60mA, Multi-mobile, Portable: Full wave solid state rectified High Frequency multipulse generator; Output: 2.5kW; mAs: up to 200mA; kVp range: 40-100kVp; Control; Two-point exposure technique, Control panel with total soft touch switches for various operations; Self diagnostic program with indicators for earth fault error, kV error and filament error; Tube head: Monoblock version; Stationary Anode x-ray tube; Collimator; Multi-leaf, Manual shutter with LED light source with timer control. Focus 1.4 mm2; Stand Spring balanced mobile stand; Light in weight with tube arm; Achieve tube focus to floor distance 75inch and tube focus to table top distance 46inch; Tube arm, swivel in the range of +- 90° (total 180°); Certifications: CE, FDA, ISO, IEC or equivalent standards; Operational environmental conditions: Temperature 5-40oC; Relative humidity: 4 to <90%; Altitude 200-3000m; Atmospheric pressure 500-800mmHg; Power supply: AC 220-240V, 50Hz, Max. allowable line regulation +- 10%; Power cord with 3 round pin top; Appropriate voltage stabilizer; Accessories: Lead apron (1 No) Service manual, User manual, technic chart, tube rating chart to be provided. Supplier to provide hands on training to the end user during installation(Standardised Brands: Philips and Siemens) | Set
| Cassette pass box - 2 doors ( when one door opens other cassette to be fit in. 14x17 should be automatically locked | Piece
| X-Ray imaging system, 500mA, Ceiling mount: X-Ray generator Full-wave solid state silicon rectified. High frequency multipulse generator; Digital exposure timer 0.01-5 sec and above; Max. mA: 500mA; Range: 10-500mA; Control: Quick trip-overload circuit breaker; Voltage compensator; fine digital 40-150kV; Tube overload indicator; Digital display of active kVp and mAs; Anode braking device; Electronic overload for protection of tube; H.V. cables; Suitable Static balancer, 3-phase to 1-phase reduction at 50Hz with max. allowed resistance of 0.25ohms in 415V line; HV transformer inbuilt with generator; Tube unit: One no, min. 2800 rpm, Anode Heat Capacity: Min. 250 KHU and above, rotating anode X-Ray tube unit with dual focal spot (large & small focus) with space charge compensator, added tube window filter 2mm aluminium; Ceiling mounted tube with switch control movement 360 degree rotatable vertically and horizontally with emergency stop switch; Tube angulation and SID/FFD display within the tube assembly and electromagnetic brakes with fully counter balance mechanism switch control; Table: Four way floating/elevating table tops with height adjustment, tilting movement, having foot switch control moments; Bucky; Grid size: 17 ¼inch x 18 3/4inch, Ratio 8:1 and above, Grid frequency: 100 lines per inch and above; Grid movements (oscillations) with inbuilt Cassette tray; Vertical Bucky stand; for chest and other standing projections. Collimator assembly; Multi-leaf collimator with timer controlled cut-off; Operational environmental conditions: Temperature 5 - 40°C; Relative humidity: 4 to < 90%; Altitude 200-3000m; Atmospheric pressure 500-800mmHg; Power Supply: 440V AC, 50-60Hz, Three Phase - Max. Allowable line regulation +/- 10%; Accessories: Hand switch with flexible long cord; Mobile protective barrier (Safety Panel) 1.5mm lead thickness standard with viewing window glass of 1.5mm lead equivalent (multi-panels)(Standardised Brands: Siemens, Philips and Allengers) | Set
| CR cassette 14 inch x 14 inch (35 x 35cm): With Photostimulable phrosper plate (PSP), High resolution CR MD4 or General, Embedded memory, Backscatter protection for optimal image quality, Anti static inner lining | Piece
| Lead figures, R-L | Set
| Accessories for CR system | Section header
| CR cassette 14 x 17inch (35 x 43cm): With Photostimulable phrosper plate (PSP), High resolution CR MD4.OR (AGFA) General, Embedded memory, Backscatter protection for optimal image quality, Anti static inner lining | Piece
| Photostimuable phosphor plate 10 x 12inch: CR MD4.OR (AGFA), Reusable (minimum 10,000 times) | Piece
| Photostimuable phosphor plate 14 x 14inch: CR MD4.OR (AGFA), Reusable (minimum 10,000 times) | Piece
| Photostimuable phosphor plate 14 x 17inch: CR MD4.OR (AGFA), Reusable (minimum 10,000 times) | Piece
| Anti-scatter grid, 11 x 13 inch, Grid ratio 6:1, Focus grid, Min. 100 lead lines/inch, with aluminum interspace and body cover for 10 x 12 inch film | Piece
| Dry view image printer, Thermal: For CR and DR, DICOM Multi size film printing option; Network connectivity technology; Photothermographic; Integrated DICOM interface; Support film sizes, 14 x 17 inches; 14 x 14 inches; 10 x 12 inches Certifications: CE, FDA, ISO, IEC or equivalent standards; Operational environmental conditions: Temperature 5-40oC; Relative humidity: 4 to <90%; Altitude 200-3000m; Atmospheric pressure 500-800mmHg; Power supply: AC 220-240V, 50Hz; Power cord with 3 round pin top | Set
| Dry view laser imaging film, Photothermographic 12 x 15inch | 125/Pkt
| CR cassette 14 x 17inch (35 x 43cm): With Photostimulable phrosper plate (PSP), High resolution REGIUS-RP4S110 (Konica), Embedded memory, Backscatter protection for optimal image quality, Anti static inner lining | Piece
Films and Screens
| X- Ray film dryer: 25 films drying capacity, 306/316 SS make for anti corrosion and rust free, power supply- 220V-230V, 50Hz,power cord of round 3 pin plug. MCB controlled and on / off switch. Extra heater to be provided. | Set
| Gridded CR cassette 14 x 17 inch: With Photostimilable phrosper plate; High resolution; General, Embaded memory, Backscatter protection for optimal image quality, Antistatic inner lining | Piece
| Anti-scatter grid, 13 x 16 inch, Grid ratio 6:1, Focus grid, Min. 100 lead lines/inch, with aluminum interspace and body cover for 12 x 15 inch film | Piece
| Cassette 10 x 12inch with fleece inner lining; Push button type, Abrasion resistance; Precise dimensions; Light proof | Piece
| Abdominal shield Lead 0.50mm, 50cm x 50cm | Piece
| Apron, Lead 0.50mm thickness with Velcro band | Piece
| Safety panel, three panel with 1.5mm lead lining, viewing window glass with 1.5mm lead equivalent | Set
| Dry Imaging film 10 x 14 inches, FUJIFILM 100NIF for FUJI image printer, model no. DRYPIX 8000. | 100 sheets/pkts
| Imaging films for dry view printer, Laser (Konica, DryPro Σ II ) | Header
| Fixer, Liquid | 19L
| Dry view laser imaging film, Photothermographic 10 x 12inch | 125/pkt
| Dry view laser imaging film, Photothermographic 12 x 15inch | 125/Pkt
| Darkroom safelight holder with filter (red) | Set
| Dry view laser imaging film, Photothermographic 11 x 14inch | 100/pkt
| Photostimuable phosphor plate 10 x 12inch: REGIUS-RP4S110 (Konica), Reusable (minimum 10,000 times) | Piece
| Photostimuable phosphor plate 14 x 17inch: REGIUS-RP4S110 (Konica), Reusable (minimum 10,000 times) | Piece
| CR cassette 10 x 12inch (24 x 30cm): With Photostimulable phrosper plate (PSP), High resolution REGIUS-RP4S110 (Konica), Embedded memory, Backscatter protection for optimal image quality, Anti-static inner lining | Piece
Shields
| CR cassette 10 x 12inch (24 x 30cm): With Photostimulable phrosper plate (PSP), High resolution CR MD4.OT (AGFA) General, Embedded memory, Backscatter protection for optimal image quality, Anti-static inner lining | Piece
| CR cassette 14 x 14inch (35 x 35cm): With Photostimulable phrosper plate (PSP), High resolution CR MD4.OT (AGFA) General, Embedded memory, Backscatter protection for optimal image quality, Anti-static inner lining | Piece
| Lead figures, R & L (Right and Left) | Set
| Photostimuable phosphor plate 10 x 12inch: CR MD4.OT (AGFA), Reusable (minimum 10,000 times) | Piece
| Photostimuable phosphor plate 14 x 17inch: CR MD4.OT (AGFA), Reusable (minimum 10,000 times) | Piece
| Dry view laser imaging film, Photothermographic 10 x 12inch | 100/pkt
| Anti-scatter grid, 11 x 13 inches, Grid ratio 6:1, Focus grid, Min. 103lp (lead lines/inch), FD 100cm, with aluminum interspace and body cover for 10 x 12 inch film | Piece
| Lead figures A - Z | Set
| Photostimuable phosphor plate 14 x 14inch: CR MD4.OT (AGFA), Reusable (minimum 10,000 times) | Piece
| Thyroid shield, Lead 0.50mm | Piece
| Lead numbers 0 - 9 | Set
| Glass marking pencil, White | Piece
| Chest stand, X-ray, Vertical, SS able to hold all sizes of cassettes | Set
| Goggle, Lead: Radiation proof, Minimum 1.5mm lead equivalent thickness | Piece
| Radiographic view box, Double films, LED Standardised Brands Alfa, MediView and RKI | Set
| Gonad sheild Lead 0.50mm | Piece
| CR cassette 14 x 14inch (35 x 35cm): With Photostimulable phrosper plate (PSP), High resolution REGIUS-RP4S110 (Konica), Embedded memory, Backscatter protection for optimal image quality, Anti-static inner lining | Piece
| X-ray film 12 x 10inch High speed with higher silver content; double emulsion | 50/pkt
| Radiographic view box , Triple films, LED Standardised Brands Alfa, MediView and RKI | Set
| Cassette 14 x 17inch with fleece inner lining; Push button type, Abrasion resistance; Precise dimensions; Light proof | Piece
| X-ray film 14 x 17inch High speed with higher silver content; double emulsion | 50/pkt
| X-ray film 12 x 15inch High speed with higher silver content; double emulsion | 50/pkt
| Cassette 12 x 15inch with fleece inner lining; Push button type, Abrasion resistance; Precise dimensions; Light proof | Piece
| Intensifying screen Speed 400 10 x 12inch | Piece
| Clip hanger 14 x 17inch SS | Piece
| Developer, Liquid | 19L
| Imaging films for dry view printer, Thermal (AGFA, DRYSTAR 5302) | packet
| Dry view laser imaging film, Photothermographic 10 x 12inch | 125/Pkt
| Half film blocker, Leaded 12 x 15inch (Cassette size) | Piece
| Anti-scatter grid, 15 x 18 inch, Grid ratio 6:1, Focus grid, Min. 100 lead lines/inch, with aluminium interspacer and body cover for 14 x 17 inch film | Piece
| Dry view laser imaging film, Photothermographic 14 x 17inch | 50/pkt
| Intensifying screen Speed 400 14 x 17inch | Piece
| Half film blocker, Leaded 7 x 17inch (Cassette size) | Piece
| Clip hanger 10 x 12inch SS | Piece
| Cassette pass box Automatic interlock, 2 doors transfer cabinet (door on opposite sides), with lead lining; Size of cassette to fit: 14 x 17inch, interior partition 2 | Piece
| Gridded CR cassette 10 x 12 inch: With Photostimilable phrosper plate; High resolution; General, Embaded memory, Backscatter protection for optimal image quality, Antistatic inner lining | Piece
| Clip hanger 12 x 15inch SS | Piece
| Intensifying screen Speed 400 12 x 15inch | Piece
| CR cassette 14 x 17inch (35 x 43cm): With Photostimulable phrosper plate (PSP), High resolution CR MD4.OT (AGFA) General, Embedded memory, Backscatter protection for optimal image quality, Anti static inner lining | Piece
| Imaging films for dry view printer, Laser (Carestream, 5700 laser imager) | Heading
| Film Auto Processor: Automatic films processors for processing of all types of X-Ray and Imaging Films It should have the following technical features: Should accept film size from 10x10 inches to 14x17 inches, It should process minimum of 60 films per hour both in rapid cycle and standard cycle, The processing time should be variable from 1.5min to 5 min, It should have a developing tank of minimum 10 litres capacity. The container assembly should be made of material, which is non-corrosive, and of latest technology, The main drive should stop automatically during isle time to prevent wear and tear and remain ready in standby, Microprocessor controlled switches and thermostatic control should be there for maintenance of temperature of developer between 30 deg. C and 35 deg, C. The replenishment containers should have capacity of at least 25 liters and the replenishment should be automatic, Wall mounting facility with film output through wall should be possible with the unit, the unit should be quoted with appropriate voltage 220 stabilizer and all essential & optional accessories. Specify the power requirement. | Set
| Mobile Digital X-Ray System 100mA:- High frequency generator with power output of of more than 4kW with twin battery backup, tube output voltage 40kV - 110kV. Power input of single phase 220 volt and 50Hz. X-Ray tube:- Stationary anode X-ray tube with integrated console on tube head. Collimator:- Manual multileaf collimator with LED light source and SID indicator. Tube arm:- Hydrolic tube arm with adjustable lock and free tube head rotating options. Exposure switch:- Exposure switch with spiral cord. Detector:- Flat panel wireless detector of 14" X 17" size with minimum two numbers of rechargable litheium ion battery and charger. Inbuilt digital display console:- Minimum 12" touch screen digital display medical imaging grade console with automatically programmed radiography (APR) features with Quad Core Processor or Intel Processors of minimum 8GB RAM and 256GB storage. Interface - USB 3.0, LAN and HDMI and image printing option. Image preview time less than 10 second and post processing features. Mandatory Requirements and Certifications: The company should have USFDA, CE, ISO, AERB and any equivalent certification. Easy availability of spares for all times as and when costomer require and trained engineers to maintain and support the system. All specifications to be provided with original product data sheet. Offered system should have 2 years warranty from date of installation. Complete installation to be done by supplier. Hands on training to Bio-medical engineers and end users to be provided after complete installation. User's manual, service manual and software CD to be provided to user. Proper handing and taking of equipment should be done formally. Operational environmental conditions: Temperature 5 - 40°C; Relative humidity: 4 to < 90%; Altitude 200-3000m; Atmospheric pressure 500-800mmHg; Power Supply : 400V ± 10% , 50 Hz ± 1 %. | Set
| CR cassette 10 x 12inch (24 x 30cm): With Photostimulable phrosper plate (PSP), High resolution CR MD4 OR (AGFA) General, Embedded memory, Backscatter protection for optimal image quality, Anti-static inner lining | Piece
| Gridded CR cassette 14 x 14inch: With Photostimilable phrosper plate; High resolution; General, Embaded memory, Backscatter protection for optimal image quality, Antistatic inner lining | Piece
| Computed Radiography (CR): GENERAL: Drop-and-go cassette buffer: 5 cassettes of mixed sizes input buffer and 5 cassettes of mixed sizes output buffer. Throughput:35 x 43 cm (14 x 17 inch) = approx. 83 plates/hour. Display for status and error indication: ? LCD touch screen.? LED status indicator. Greyscale resolution: ? Output to processor: 16 bits/pixel square root compressed. Dimensions and weight: ? Covered floor space: (W x D x H): 66 x 51 x 123 cm (26 x 20 x 48.4 inch). ? Output buffer included: (W x D x H): 115 x 51 x 123 cm (5.3 x 20 x 48.4 inch). ? Weight: approx.: 180 kg (397 lbs). Configuration requirements: ? NX, ? ID tablet, ? CR HD5.0 Detectors and Cassettes, ? CR MD4.0R Plates and Cassettes. Power: ? 220 - 240V/50-60Hz Standby 87W, peak. 590W, fuse 16A. ? 120V/60Hz (USA) Standby 92W, peak. 621W, fuse 15A. ? 100V/60Hz (Japan) Standby 92W, peak. 621W, fuse 15A. Environmental conditions DX-G digitizer: ? Temperature: 15 - 30 ?C (59 - 86?F). ?Humidity: 15 - 75% RH. ? EMC compliant with IEC 60601-1-2. ? Rate of change of temperature: 0.5?C/minute (0,9 ?F). Environmental effects: ? Noise level: max. 65 dB (A). ?Heat dissipation: standby 92W, continuous operation 242W. SAFETY Approvals: ? ETL classified CUS, CE. Transport details: ? Temperature: -25 to +55?C (-4 to 131?F), -25?C for max. 72 hours, +55?C for max. 96 hours. ? Humidity: 5 - 95% RH. | Set
Others (X-ray)
| CR cassette 10 x 12inch With Photostimilable phrosper plate (PSP), High resolution, General, Embaded memory, Backscatter protection for optimal image quality, Antistatic inner lining | Piece
| Lead glass for X-Ray console room:- Minimum 1.5mm lead equivalent thickness transparent glass based. Size:- 1m X 1m dimension with metallic frame to prevent radiation leakage. Gross thickness of glass 8mm and more. | Piece
| Dry view laser imaging film, size 10 x 12 inches for printer TRIMAX TXE model | 125 sheet/pkt
Equipment (X-ray)
| Dry view laser imaging film, size 11 x 14 inches for printer TRIMAX TXE model | 125 sheet/pkt
| Dry view laser imaging film, Photothermographic 11 x 14inch (carestream) | 125/Pkt
| Cassette 14 x 17inch with fleece inner lining; Push button type, Abrasion resistance; Precise dimensions; Light proof | Piece
| X-Ray imaging system, 800mA, Ceiling mount: X-Ray generator Full-wave solid-state silicon rectified. High frequency multi-pulse generator; Digital exposure timer 0.01-5 sec and above; Max. mA: 800mA; Range: 10-800mA; Control: Quick trip-overload circuit breaker; Voltage compensator; fine digital 40-150kV; Tube overload indicator; Digital display of active kVp and mAs; Anode braking device; Electronic overload for protection of tube; H.V. cables; Suitable Static balancer, 3-phase to 1-phase reduction at 50Hz with max. allowed resistance of 0.25ohms in 415V line; HV transformer inbuilt with generator; Tube unit: One no, min. 2800 rpm, Anode Heat Capacity: Min. 350 KHU and above, rotating anode X-Ray tube unit with dual focal spot (large & small focus) with space charge compensator, added tube window filter 2mm aluminium; Ceiling mounted tube with switch control movement 360 degree rotatable vertically and horizontally with emergency stop switch; Tube angulation and SID/FFD display within the tube assembly and electromagnetic brakes with fully counter balance mechanism switch control; Table: Four way floating/elevating table tops with height adjustment, tilting movement, having foot switch control moments; Bucky; Grid size: 17 ¼inch x 18 3/4inch, Ratio 8:1 and above, Grid frequency: 100 lines per inch and above; Grid movements (oscillations) with inbuilt Cassette tray; Vertical Bucky stand; for chest and other standing projections; Collimator assembly; Multi-leaf collimator with timer controlled cut-off; Operational environmental conditions: Temperature 5 - 40°C; Relative humidity: 4 to < 90%; Altitude 200-3000m; Atmospheric pressure 500-800mmHg; Power Supply: 440V AC, 50-60Hz, Three Phase - Max. Allowable line regulation +/- 10%; Accessories: Hand switch with flexible long cord; Mobile protective barrier (Safety Panel) 1.5mm lead thickness standard with viewing window glass of 1.5mm lead equivalent (multi-panels)(Standardised Brands: Philips) | Set
Cassettes
| X-Ray imaging system, 300mA, Floor mount: X-Ray generator Full-wave rectified; High frequency multi-pulse generator. Digital exposure timer 0.01 - 5sec. Max mA: 300; Range 10 - 300mA. Max kV 130, Range 40 - 125kV. Electronic overload protection of tube. H.V. cables; Suitable Static balancer, 3-phase to 1-phase reduction at 50Hz with max. allowed resistance of 0.25ohms in 415V line; HV transformer inbuilt with generator; Tube unit: One no, min. 2800 rpm, Anode Heat Capacity: Min. 200 KHU and above, rotating anode X-Ray tube unit with dual focal spot (large & small focus) with space charge compensator, added tube window filter 2mm aluminium; Ceiling mounted tube (SMT); with switch control movement 360 degree rotatable vertically and horizontally with emergency stop switch; Tube angulation and SID/FFD display within the tube assembly and electromagnetic brakes with fully counter balance mechanism switch control; Table: Four way floating/elevating table tops with height adjustment, tilting movement, having foot switch control moments; Bucky; Grid size: 17 ¼inch x 18 3/4inch, Ratio 8:1 and above, Grid frequency: 100 lines per inch and above; Grid movements (oscillations) with inbuilt Cassette tray; Vertical Bucky stand; for chest and other standing projections; Collimator assembly; Multi-leaf collimator with timer controlled cut-off; Operational environmental conditions: Temperature 5 - 40°C; Relative humidity: 4 to < 90%; Altitude 200-3000m; Atmospheric pressure 500-800mmHg; Power Supply: 440V AC, 50-60Hz, Three Phase - Max. Allowable line regulation +/- 10%; Certifications: CE, FDA, ISO, IEC or equivalent standards; Accessories: Hand switch with flexible long cord; Mobile protective barrier (Safety Panel) 1.5mm lead thickness standard with viewing window glass of 1.5mm lead equivalent (multi-panels) (Standardised Brands: Siemens, Philips and Allengers) | Set
| X-Ray imaging system, 500mA, Floor mount: X-Ray imaging system, 500mA, Floor mounted tube, X-Ray generator:- High frequency generator; 55 kW and more, Digital exposure timer 0.001-5 sec and above; Max. mA: 500mA; Range: 10-500mA; Control: Quick trip-overload circuit breaker; Voltage compensator; Tube output voltage 40kV -130kV in fine digital shift. Tube overload indicator; Digital display of active kVp, mA and mAs; Anode braking device; Electronic overload for protection of tube; H.V. cables; Suitable Static balancer, 3-phase to 1-phase reduction at 50Hz with max. allowed resistance of 0.25ohms in 415V line; HV transformer inbuilt with generator; Floor mounted tube (FMT): Horizantal switch control moment for tube column and vertical tube moment for tube arm with rotating option of tube assembly of at least 180 degrees with minimum height of 1.2meteres with safety button. SID indicator to table, bucky chest stand. The tube column should cover the entire length of the table & should be locked at any desired position by an electromagnetic lock/floor lock. X-ray Tube: Rotating Anode X-Ray tube unit with dual focal spot minimum 1mm and 0.6mm large and small focus with space charge compensator. Anode Heat Capacity minimum 250 KHU, Tube overload indicator, starter of minimum 3000 rpm. Collimeter: Manual/automatic multileaf collimator. Added filtration of at least 1.00 mm aluminium/copper, LED light source with high illumination, rotation moment of more than 45 degree. Vertical Bucky Stand: Floor mounted vertival bucky stand for chest and other standing projections with switch/manual control movements up and down. (Tilting optional) with changeable/inbuilt oscillating grid ratio of 8:1 and above with tray able to fit up to 43cm x 43cm (17”x17”) cassette size. Table: Four way floating and elevating (optional) and tilting (optional) table tops, having foot switch control moments, with inbuilt oscillating grid ratio of 8:1 and above with cassette tray able to fit cassette of up to 43cm x 43cm (17”x17”) size. The bucky should cover the entire length of the table & should be locked at any desired position by an electromagnetic lock. The table top should be made of low radiation absorption, water proof material, weigh bearing capacity of 200kgs and more. Pre-installation and installation works to be done by supplier. Mandatory Requirements and Certifications: The company should have USFDA, CE, ISO, AERB and any equivalent certification. Easy availability of spares for all times as and when costomer require and trained engineers to maintain and support the system. All specifications to be provided with original product data sheet. Offered system should have 3 years warranty from date of installation. All the pre-installation works like civil, electrical, celling and painting works to be carried out by supplier. Complete installation to be done by supplier. Hands on training to Bio-medical engineers and end users to be provided after complete installation. User's manual and service manual to be provided to user. Proper handing and taking of equipment should be done formally. Operational environmental conditions: Temperature 5 - 40°C; Relative humidity: 4 to < 90%; Altitude 200-3000m; Atmospheric pressure 500-800mmHg; Power Supply: 440V AC, 50-60Hz, Three Phase - Max. Allowable line regulation +/-10%; Standardised Brands: Philips, Siemens and equivalent brand. | Set
| Thyroid shield | Piece
| FUJIFILM 100NIF for FUJI, image printer, model no. DRYPIX 8000. | Header
| Dry Imaging film 14 x 17 inches, FUJIFILM 100NIF for FUJI image printer, model no. DRYPIX 8000. | 100 sheets/pkts
| Photostimuable phosphor plate 10 x 12 inches: CR MD4.0T (AGFA), Reusable (minimum 10,000 times) | Piece
| Digital X-Ray film: 8x10 (125 sheets in one packet), compatible with dry view camera) | Pkt
| Stationary grid 8 x 10.5 inch Ratio 6:1, Focus grig, Min. 100 lead lines/inch for CR cassette | Set
| X-ray film dryer: Min. 25 films drying capacity; able to fit 14inchx17inch films along with film hanger. SS make for anti-corrosion and rust free; Certifications: CE, FDA, ISO, IEC or equivalent standards; Operational environmental conditions: Temperature 5-40oC; Relative humidity: 4 to <90%; Altitude 200-3000m; Atmospheric pressure 500-800mmHg; Power supply: AC 220-240V, 50Hz; Power cord with 3 round pin top | Set
| X-ray imaging system, 600mA, Ceiling mount: X-Ray generator Full-wave solid-state silicon rectified, high frequency multi-pulse; Digital exposure timer 0.01-5 sec; Max. mA: 600kV; Range: 40-150mA ; Range 10-600mA and Dual focal spot; Control: Quick trip-overload circuit breaker; Voltage compensator, fine digital 40-130kV; Tube overload indicator; Space charge compensator; Technic selector; Digital display of active kVp and mAs; Anode braking device; Electronic overload for protection of tube; H.V. cables and H.T. tank; Ready & X-Ray switch control; Static balancer 50kVA, 3-phase to 1-phase reduction at 50Hz with max. allowed resistance of 0.25ohms in 415V line; HV transformer inbuilt with generator; Compact heavy duty transformer comprising HV silicon rectifiers, HT transformer, Filament transformer; Bushings all immersed in high dielectric strength transformer oil; Tube unit One no. 20/40 rotating anode X-Ray tube unit with dual focal spot (large & small focus), added tube window filter 2mm aluminium; Ceiling mounted tube with switch control movement 360 degree rotatable with emergency stop switch; Tube angulation and SID/FFD display within the tube assembly; Table motorized table having motorized Bucky with switch control moments and angulation indicator; Grid size 15'' x 15inch, Ratio 6:1, Min. 120 lead lines/inch; Grid movements (oscillations), Motor and CAM operated; SS steel cassette tray; Compression band, handgrips and Footrest, footstep; In case of power failure, mechanical back tilting facility must be available. Certifications: CE, FDA, ISO, IEC or equivalent standards; Operational environmental conditions: Temperature 5-40oC; Relative humidity: 4 to <90%; Altitude 200-3000m; Atmospheric pressure 500-800mmHg; Power supply: Power Supply: 440V AC, 50-60Hz, Three Phase - Max. Allowable line regulation +/- 10%; Appropriate voltage stabilize;. Accessories: Hand switch with flexible long cord; Aluminium filter and light beam diaphragm (Standardised Brands: Siemens, Philips and Allengers) | Set
| X-ray imaging system 600mA: X-Ray generator: Full-wave solid state silicon rectified, high frequency multi pulse; Digital exposure timer 0.01-5 sec; Max mA: 600kV; Range: 40-150mA ; Range 10-600mA and Dual focal spot; Control: Quick trip-overload circuit breaker; Voltage compensator, fine digital 40-130kV, Tube overload indicator, space charge compensator, technic selector; Digital display of active kVp & mAs: Anode braking device; Electronic overload for protection of tube; H.V. cables & H.T. tank; Ready and X-Ray switch control; Static balancer 50kVA, 3-phase to 1-phase reduction at 50Hz with max. allowed resistance of 0.25ohms in 415V line; HV transformer inbuilt with generator; Compact heavy duty transformer comprising HV silicon rectifiers, HT transformer, Filament transformer, Bushings all immersed in high dielectric strength transformer oil; Tube unit One no. 20/40 rotating anode X-Ray tube unit with dual focal spot (large & small focus), added tube window filter 2mm aluminium; Stand: Floor to ceiling stand and with counter balanced tube head (Rotatable + 180 degree), 360o rotatable; mounted on floor ceiling rails for convenient movements; All necessary locks; Light weight column; Rope failure protection; Table Motorized having motorized Bucky and spot film device capable of doing all routine spot filming (4 on 1, 2 on 1, 1 on 1) for use with 8 x 10inch, 10 x 12inch, 14 x 14inch cassettes; Grid size 15 x 15inch; Ratio 6:1, 103 lines/inch; Lead glass and fluoroscopic Bucky consisting of grid 171/4 x 187/8inch ratio 8:1, 103 lines/inch; Grid movements (oscillations), motor and CAM operated; SS cassette tray; Compression band, handgrips and Footrest, footstep; In case of power failure, mechanical back tilting facility; Vertical Bucky stand with moving grid of ratio 8:1, 103 lines; The Bucky should move up & down, equipped with SS cassette; Floor-mounted type & accommodate cassettes up to 14inch x 17inch; Certifications: CE, FDA, ISO, IEC or equivalent standards; Operational environmental conditions: Temperature 5-40oC; Relative humidity: 4 to <90%; Altitude 200-3000m; Atmospheric pressure 500-800mmHg; Power supply: 440V AC, 50Hz, Three phase - Max. allowable line regulation +/- 10%; Accessories: Hand switch with flexible long cord, Aluminium filter and light beam diaphragm (Standardised Brands: Siemens and Allengers) | Set
| Digital Radiography (DR) system 1000mA: High end: Ceiling mounted tube (CMT), Latest version, fully automatic Digital Radiography (DR); Generator: System 1000mA and more, microprocessor controlled, High frequency generator with automated exposure control (AEC) and anatomical programable Radiography (APR), minimum ripples having at least 80kW output and above, Digital exposure timer 0.001-5 sec, Tube output voltage range; 40kV- 150kV in fine digital shift with 1 kV steps, automatic exposure control with field sensor, generator integrable with console work station. UPS: Reliable UPS backup to support the system during power cut-off. Detector: Flat panel portable detector of size 35cm x 43 cm two numbers for table and bucky chest stand. Detector should have rechargable lithium battery with charger and wireless connectivity. Celling mounted tube (CMT): Motorised vertical column, synchronized, motorised tracking with wall stand and table, tube rotation of 180° + 180° in both X and Y axis. Switch control moment in all the direction with safety button. SID indicator to table, bucky chest stand and floor. Fully auto-positioning capacity to perform whole body radiography. X-ray Tube: Rotating Anode X-Ray tube unit with dual focal spot 1.2mm and 0.6mm large and small focus with space charge compensator. Anode Heat Capacity minimum 300 KHU and above, Tube overload indicator, starter of minimum 8000 rpm. Collimator: Manual/automatic multileaf collimator. Added filtration of at least 1.00 mm aluminium/copper, LED light source with high illumination, rotation moment of more than 45 degree. Vertical Bucky Stand: Floor mounted vertival bucky stand for chest and other standing projections with switch/remote control movements up and down. (Tilting optional) with changeable/inbuilt criss-crossed oscillating grid ratio of 10:1 and above with cassette tray able to fit detector of up to 43cm x 43cm (17”x17”) size. Table: Four way floating and elevating (optional) and tilting (optional) table tops, having foot switch control moments, with inbuilt criss-crossed oscillating grid ratio of 10:1 and above with cassette tray able to fit detector of up to 43cm x 43cm (17”x17”) size. The bucky should cover the entire length of the table & should be locked at any desired position by an electromagnetic lock. The table top should be made of low radiation absorption, water proof material, weigh bearing capacity of 200kgs and more, auto tracking of movement, automatic grid sensing capacity, synchronize detector movement. Work Station: The digital work station should be based on the latest high speed processor of minimum 32 bit. It should have inbuilt image storage disc of 1 TB or more and 16 GB RAM or more. It should have the ability of multi format printing and ability to adjust the contrast ratio and add annotations. Reliable UPS 1 number for power backup. Additional Workstation for Radiologist one number latest version, Medical imagind grade 21" monitor display supported by all necessary software like SCANDOC, image compresor, compredded image viewer and all other various DR functions, Processor (Intel Core i7 or better) and minimum 8GB RAM, minimum 1.0 TB inbuilt hard disk. All the accessories like mouse, keyboard, power cable, UPS multi plugs. Image Printer: 1 number heavy duty image printer of minimum 3 trays. Mandatory Requirements and Certifications: The company should have USFDA, CE, ISO, AERB and any equivalent certification. The bidder and the principal company should have a good reputation and never been black-listed or debarred government organisation. The bidder should provide undertaking letter as licenced supplier of the equipment from manufacturer. Easy availability of spares for all times as and when costomer require and trained engineers to maintain and support the system. All specifications to be provided with original product data sheet. Offered system should have 5 years warranty from date of installation and 10 years AMC to be quoted separately. All the pre-installation works like civil, electrical, celling and painting to be carried out by supplier. Complete installation to be done by supplier. Hands on training to Bio-medical engineers and end users to be provided after complete installation. User's manual, service manual and software CD to be provided to user. Proper handing and taking of equipment should be done formally. Operational environmental conditions: Temperature 5 - 30°C; Relative humidity: 4 to < 90%; Altitude 200-3000m; Atmospheric pressure 500-800mmHg; Power Supply : 400V ± 10% , 50 Hz ± 1 %. | Set
| Lead numbers, 0-9 | Set
| Cassette 14 inch x 17 inch | Piece
| Cassette 12 inch x 10 inch | Piece
| Cassette 12 inch x 15 inch | Piece
| X-Ray Machine 60 mA, portable (Moltimobile 2.5 ) | Set
| Lead goggle | Piece
| Chest stand ss | Set
| Developer 13.5 Ltr | Pkt
| Sationary grid 6:1 10inch X 12 inch | Piece
| Half film blocker 14 inch X 17 inch | Piece
| Sationary grid 6:1 12inch X 15 inch | Piece
| Sationary grid 6:1 14inch X 17 inch | Piece
| Intensifying screen (speed 400)14inch X 117inch | Piece
| Film 14 inch X 17 inch (packet of 50 sheets) | Pkt
| Film 12 inch x 10 inch (packet of 50 sheets) | Pkt
| View box, 3 films | Set
| Safe light holder : with filter and bulb | Set
| Abdominal shield | Piece
| Lead figures, A-Z | Set
| Digital X-Ray film: 11x14 (125 sheets in one packet), compatible with dry view camera) | Pkt
| Safety panel ( Three panels) | Set
| View box, double films | Set
| Washing tank with lid, ss 13. 5 Ltr | Piece
| Washing tank with lid, ss 22 Ltr | Piece
| Washing tang with lid, 45 Ltr | Piece
| Digital X-Ray film: 14x17 (125 sheets in one packet), compatible with dry view camera) | Pkt
| Fiml 12 inch X 15 inch (packet of 50 sheets) | Pkt
| Fixer 13 . 5 Ltr | Pkt
| Replenisher 4.5 Ltr | Pkt
| Intensifying screen (speed 400)10inch X 12inch | Piece
| Intensifying screen (speed 400)12inch X 15inch | Piece
| Clip Hanger 10 inch X 12 Inch SS | Piece
| Clip Hanger 12inch X 15 Inch SS | Piece
| Clip Hanger 14 inch X 17 Inch SS | Piece
| Half film blocker 12 inch X 15 inch | Piece
| lead apron | Piece
| Glass marking pencil, white | Set
| Dry Imaging film 8 x 10 inches, FUJIFILM 100NIF for FUJI, image printer, model no. DRYPIX 8000. | 100 sheets/pkts
| Digital radiography (DR) system 800mA and more, High end: Latest version, fully automatic Digital Radiography (DR); Generator: System 800mA and more, microprocessor controlled, High frequency multi-pulse generator with automated exposure control (AEC) and anatomical programable Radiography (APR), minimum ripples having at least 80kW output and above, Digital exposure timer 0.01-3 sec, Voltage range; 40 - 150kV in fine digital with 1 kV steps, automatic exposure control with field sensor, generator integrable with console work station, Reliable UPS backup to support the system during power cut-off, Flat panel detector: diode array, Two no. of digital flat panel detector for table (wireless) with fully motorized auto-positioning capacity to perform full body radiography, chest stand for chest radiography, Should have a minimum image depth of 16 bit, Detector size 35cm X 43cm or more, The active matrix size should be 2800 X 2400 pixels or more at 140µm pitch and more, Should have preview time 5 seconds or better, X-ray tube: rotating anode X-Ray tube unit with dual focal spot (large & small focus) with space charge compensator, Anode Heat Capacity minimum 600 KHU and above, Tube overload indicator, loading focus for small and large focus should be minimum of 36KW and 96 KW respectively, starter of minimum 8000 rpm and above, Ceiling mounted tube (CMT): fully motorized,; Two detectors located one in the radiological table and one in the vertical/chest bucky, horizontal and vertical auto tracking of tube, vertical telescopic movement more than 1500 mm, with switch control movement 360 degree rotatable vertically and horizontally with emergency stop switch for maximum allowed free moments, flexible movement in all direction, X- ray tube collimator assembly with touch screen displaying patient demography, exposure parameters, detector position, distance and angulation and all patient exam details, Digital display of active kVp and mA, SID, FFD display within the tube assembly and electromagnetic brakes with fully counter balance mechanism switch control, Automatic collimeter: filtration of at least 1.00 mm aluminium, LED light with high illumination, rotation of more than 45 degree, display of field size, filter and SID, Table: four way floating and elevating table tops, height adjustment, tilting movement, having foot switch control moments, with inbuilt criss-crossed high ratio minimum, 10:1 moving grid of frequency 120 lines/inch and above, weigh bearing capacity of 200kgs and more, auto tracking of movement, automatic grid sensing capacity, Vertical detector or wall stand; for chest and other standing projections with switch/remote control movements (up, down and tilting options) with changeable criss-crossed high ratio minimum, 10:1, Motorized, digital flat panel, automatic grid sensing capacity, synchronize detector movement, Complete accessories for full setup. Control: Quick trip-overload circuit breaker; Anode braking device; Electronic overload protection of tube; H.V. cables; 3-phase to 1-phase reduction at 50Hz with max. allowed resistance of 0.25ohms in 415V line Tube unit: One (1 no), Interface: Ethernet (1000 Base-T). Cables and necessary input and output devices (USB) to connect it to the Computer. The detector software shall be compatible with Window 10 (OS) or higher and should be with licensed software for OS and Applications, minimum 2 TB HDD, minimum 4GB RAM, Work Station; The digital workstation should be based on the latest high-speed processors. It should have the capability of acquiring the image from the detector system; The system should be readily DICOM interface and networking capability with RIS/HIS/PACS, Advance Post Processing Software with function: for sorting of patient image based on name, date, exam etc. using predefined parameters or user defined and stored image parameters; Correcting typographical in patient demographic module, in case RIS connection was down and manual data entry was done; Capability of changing R/L, Flipping, Rotating, Zooming, Collimating/cropping, annotating the incoming image. Workstation one (1) latest Pentium system, Processor (Intel Core i5 or better): 2.4 GHz or better, with Windows 10 (OS) or higher, minimum 16 GB RAM, minimum 1.0 Tera-Byte Hard disk, Medical grade 21inch monitor supported by all necessary software for all the various DR functions, All the accessories like mouse, keyboard, power cable, UPS multi plugs | Set
| Washing tank with lid, SS 45L | Piece
| X-ray film processor, Auto: Accept film size from 10 x 12inch to 14 x 17inch; Process min. of 60 films/hour both in rapid cycle and standard cycle; Processing time 1.5-5min; Developing tank, min. 4Litres made of non-corrosive; Microprocessor controlled switches and thermostatic control; The replenishment containers, at least 25L and the replenishment should be automatic; Appropriate voltage stabilizer and all essential accessories; Certifications: CE, FDA, ISO, IEC or equivalent standards; Operational environmental conditions: Temperature 5-40oC; Relative humidity: 4 to <90%; Altitude 200-3000m; Atmospheric pressure 500-800mmHg; Power Supply : 230V ± 6% , 50 Hz ± 1 % ; Power cord with 3 round pin top. (Standardised Brands: Protec and JPI Healthcare Co.Ltd) | Set
| Washing tank with lid, SS 22L | Piece
| Washing tank with lid, SS 13. 5L | Piece
| Stationary grid 10.5 x 12.5 inch Ratio 6:1, Focus grig, Min. 100 lead lines/inch for CR cassette | Set

## RCDC
Category | Item Name | Pack Size
Enteric Disease Laboratory | Lid for rotor clip system, E3243, Mikro 200/200R centrifuge, Model no: z652172 | Piece
| Dextrose agar, Xylose lysine | 500g
| Agar, Tryptone soya | 500g
| ELISA Microplate reader: 96 well microplate reader with computer interfacing; Spectrosoft PC software; Installed filters of wavelengths 340, 405, 414, 450, 492, 540, 600, 690nm; Wavelength accuracy: 2nm stand alone, 1nm with PC software; Wavelength range 340-750nm; Linearity 0...4.00A; Max. dev. < 2% 0...3.000A at 340nm and 620nm; Dynamic range 0.000 A ... 6.000 A; Accuracy 1% or 0.002A, whichever is greater (0...2.000 A), 2% (2.000...3.000 A); Precision; CV<0.2% or 0.002A, whichever is greater (0...3.000A) CV<1.0% at 4.000A; Measurement speed 6 seconds on 96 well plate; Certifications: CE, FDA, ISO, IEC or equivalent standards; Operational Environmental conditions: Temperature (+5 to +40) deg celcius ,Relative Humidity ( 4 to < 90)%, Altitude ( 200 to 3000 ) mtrs, Atmospheric Pressure (500 to 800) mmHg ; Power Supply : 230V ± 6% , 50 Hz ± 1 % ; Power cord with 3 round pin top; Single phase 2 KVA Online UPS with atleast 6 Nos of 12V 9Ah batteries; Output voltage: 230 +/- 6% , 50 Hz; noise:<50dBA; Efficiency; minimum 85%. | Set
| Antiserum, Salmonella agglutinating, Group E | 2mL
| API 20 Strep with complete reagent kit | 25/Pkt
| ELISA test kit, Norovirus (Faecal sample) | 96/Pkt
| Primer set for EPEC Oligo: EPEC881F, volume for 100pmol/µL: 300.0 Oligo: EPEC881R, volume for 100pmol/µL: 300.0, Product size: 881 bp | Vial
| Powder, Cephalothin | 5g
| Hot plate with magnetic stirrer: White ceramic work surface; Capacity: 10L; Digital controlled; Temperature 50 - 360°C; Max. stirrer speed: 2000RPM; Operational Environmental conditions: Temperature (+5 to +40) deg celcius ,Relative Humidity ( 4 to < 90)%, Altitude ( 200 to 3000 ) mtrs, Atmospheric Pressure (500 to 800) mmHg ; Power Supply : 230V ± 6% , 50 Hz ± 1 % ; Power cord with 3 round pin top; | Set
| Broth, Skim milk powder | 500g
| Plate washer, 8 tubes manifold: 96 wells; Create, edit or run multiple protocols; Programmable up to 60 mins; Selectable intensity (15-19 cycles/sec.); Programmable up to 60 mins.; Auto switching module for up to 3 buffers; >300µL/well: <130secs.; High flow to low flow rates; Certifications: CE, FDA, ISO, IEC or equivalent standards; Operational environmental conditions: Temperature 5-40°C; Relative humidity: 4 to <90%; Altitude 200-3000m; Atmospheric pressure 500-800mmHg; Power supply: AC 220-240V, 50Hz; Power cord with 3 round pin top; Appropriate voltage stabilizer | Set
| Disc, Ceftazidime | 50/packet
| Antigen, Salmonella, Poly, OMG | 2ml
| Primer set for EIEC Oligo: EIEC423F, volume for 100pmol/µL: 300.0 Oligo: EIEC423R, volume for 100pmol/µL: 300.0, Product size: 423 bp | Vial
| Pipette washer : Siphon typwe pipette washer, transparaent body, Material: Vinyl choloride, inner dimension,diameter x hieght ( 180 mm x 625 mm), | Set
| Powder, Amikacin, Free base | 5g
| Disc, Azithromycin | 50/packet
| Antigen, Salmonella O: 64 | 2ml
| Antigen, Salmonella O: 66 | 2ml
| Antigen, Salmonella O: 67 | 2ml
| Antigen, Salmonella O: 30, Group N | 2ml
| Antigen, Salmonella O: 65 | 2ml
| Antiserum, Streptococcus, Group R | 2ml
| EIDL-Reagent | Section header
| Antigen, Salmonella O: 63 | 2ml
| Antiserum, Streptococcus, Group S | 2ml
| Micro-plate 96 wells, Polyvinyl/polypropylene | 25/Pkt
| Microtiter plate 96-wells, Flat bottom | 10/Pkt
| Microtiter plate 96-wells, U bottom | 10/Pkt
| Antiserum, Salmonella O antigen VI | 2mL
| Antiserum, Vibrio cholerae | 2ml
| Disc, Imipenem | 50/Pkt
| Antigen, Salmonella O: 9 | 2ml
| Antigen, Salmonella O: 7 | 2ml
| Vitek 2 YST for identification of yeast and yeast like organisms | 20 pkt/box
| Antiserum, Salmonella Group E | 2mL
| Vitek 2 GP for grma positive identification card | 20 pkt/box
| E. coli 4-methylumbelliferyl-β-D-glucuronide | 500g
| Vitek 2 AST-N280 antibiotic susceptibility test card for gram negative | 20 pkt/box
| Vitek 2 GN for gram negtaive identification card | 20 pkt/box
| Antigen, Salmonella O: 15 | 2ml
| Powder, Ampicillin, 100% purity | 5g
| Disc, Sulfamethoxazole | 50/packet
| Laked horse blood, Lysed with saponin | 100mL
| Transport rack, Petridish | Set
| Antigen, Salmonella O: 28, Group M | 2ml
| Antigen, Salmonella O: 27 | 2ml
| Antigen, Salmonella O: 17, Group J | 2ml
| Antigen, Salmonella O: 14 | 2ml
| MIC test strip, Ceftriaxone | 30 strips/pkt
| Antigen, Escherichia coli Mono, O157 | 2mL
| Antigen, Salmonella O: 42, Group T | 2ml
| MIC test strip, Chloramphenicol | 30 strips/pkt
| MIC test strip, Ampicillin | 30 strips/pkt
| Antigen, Salmonella O: 20 | 2ml
| Antigen, Salmonella O: 19 | 2ml
| Antigen, Salmonella O: 12 | 2ml
| Antigen, Salmonella H: Z4 complex | 2ml
| Antigen, Salmonella H: z6 | 2ml
| Antigen, Salmonella H: z23 | 2ml
| MIC test strip, Cephazolin | 30 strips/pkt
| E. coli control, Enteroaggregative, Diarrhoeagenic, Lypholized form | 1mL /Vial
| MIC test strip, Penicillin | 30 strips/pkt
| Antigen, Salmonella H: z | 2ml
| Antigen, Salmonella H: r | 2ml
| Antigen, Salmonella H: q | 2ml
| Pipette stand | Set
| Vitamin B12, Powder | 250g
| Trizma base | 1kg
| Nalidixic acid | Bottle
| Nutrient agar | 500g
| Oxidase reagent dropper (Tetratmethyl-p-phenylene-diamine dihydrochloride) | 50/Pkt
| Nystatin | 5g
| MIC test strip, Erythromycin | 30 strips/pkt
| MIC test strip, Cotrimoxazole | 30 strips/pkt
| Agar, Sheep blood, Defribinated | 500g
| Antigen, Salmonella H: I, W | 2ml
| QIAGEN Blood Micro kit (for DBS) | 50tests /box
| Antigen, Salmonella H: G complex | 2ml
| Antiserum, Pool, Shigella sonnie | 2mL
| Antiserum, Poly, Shigella dysenteriae A | 2mL
| Antigen, Salmonella H: 6 | 2mL
| Antiserum, Salmonella agglutinating, Group B | 2mL
| Antigen, Salmonella H: 7 | 2mL
| Antiserum, Poly, Shigella flexneri B | 2mL
| API 20E with complete reagent kit | 25/Pkt
| API 20A with complete reagent kit | 25/Pkt
| Asparagine | Bottle
| Muller hinton agar | 250g
| MIC test strip, Gentamicine | 30 strips/pkt
| Aspartic acid, AR grade | 500g/Bottle
| Primer set for EAEC Oligo: EAEC215F, volume for 100pmol/µL: 300.0 Oligo: EAEC215R, volume for 100pmol/µL: 300.0 Product size: 215 bp | Vial
| Primer set for EHEC Oligo: EHEC348F, volume for 100 pmol/µL: 300.0 Oligo: EHEC348R, volume for 100 pmol//µL: 300.0, Product size: 348 bp | Vial
| Bottle, Castaneda 125mL, Flat sided for brucella culture bottle | Piece
| Autoclave: Chamber Capacity: 53 Litters, Temperature setting range: 105°C to 132 °C,Temperature control: Digital, Microprocessor controlled, Pressure display range: 0 to 400 kPa, Maximum operating pressure: 216kPa, Operating pressure range: 0-186kPa, Sterilization heat source: 2.0kW electric heater, Dimensions of main unit (mm): 490 W x 560D x 1090H (Height from floor to control panel:875) , Chamber diameter: 325 x 740mm, Net Weight: 80 kg, Power input: 20A (120V), 10A (220V), 9A (230/240V) | 1
| Lid for rotor clip system, E3243, Mikro 200/200R centrifuge, Model no: z652172 | Piece
| Triton X-100 | 250g
| Magnesium sulphate (MgCl26H2O) | 250g
| DNA ladder, Ready to use for nucleic acid gel electrophoresis 100µg | 5/pkt
| Antigen, Salmonella O: 60 | 2ml
| Medium 199 (1X) | 500mL
| Antigen, Salmonella O: 55 | 2ml
| Incubator: Temperature range: Ambient +10°C to 70°C , Capacity: 255 L, Internal glass door for the observation, Convection: Natural , Dimensions (WxDxH): 950 x 650 x 920 mm, Internal dimensions (WxDxH): 800 x 485 x 640 mm; Operational Environmental conditions: Temperature (+5 to +40) deg celcius ,Relative Humidity ( 4 to < 90)%, Altitude ( 200 to 3000 ) mtrs, Atmospheric Pressure (500 to 800) mmHg ; Power Supply : 230V ± 6% , 50 Hz ± 1 % ; Power cord with 3 round pin top; noise:<50dBA; Efficiency;minimum 85%; Appropriate Voltage Stabilizer | Set
| Stain, Nile red; For use with fluorescence microscope; Colour: Red; Molecular formula: C20H18N2O2 | 25mg
| Antigen, Salmonella O: 58 | 2ml
| Isobutyl alcohol | 500mL
| Vitamin B12, Powder | 250g
| Extraction kit, Mini, Viral RNA | 50/Pkt
| Rifampicin | 5g
| Analine, ASC reagent = 99.5% | 500mL
| Antiserum, Poly, Shigella boydii C-1 | 2mL
| Antigen, Salmonella H: z28 | 2ml
| EMJH medium base for leptospira | 500g
| Agar, Stock culture | 500g
| Antigen, Salmonella O: 4 | 2ml
| Antigen, Salmonella O: 38, Group P | 2ml
| Antigen, Salmonella O: 21, Group L | 2ml
| ELISA test kit, Rota virus (Faecal specimen) | 96/Pkt
| GelDoc Go Imaging System : The GelDoc Go Gel Imaging System gives you a benchtop imaging solution in a compact and evolved package. Acquire high-resolution, publication-quality images of Protein (Stain-Free gelsOriole Fluorescent Gel Stain,Silver stains,Coomassie Blue stains,Coomassie Fluor Orange Stain,SYPRO Ruby) nucleic acid (Ethidium bromide, SYBR® Green, SYBR® Safe,SYBR® Gold, GelRed Stain, GelGreen Stain, Fast Blast, DNA Stain,UView Stain) Maximum Image Area Length: 14 cm Width: 21 cm, Detector 6.3 MP CMOS, UV/Stain-Free Tray, white tray and blue tray; Operational Environmental conditions: Temperature (+5 to +40) deg celcius ,Relative Humidity ( 4 to < 90)%, Altitude ( 200 to 3000 ) mtrs, Atmospheric Pressure (500 to 800) mmHg ; Power Supply : 230V ± 6% , 50 Hz ± 1 % ; Power cord with 3 round pin top; noise:<50dBA; Efficiency;minimum 85%; Appropriate Voltage Stabilizer | Set
| Antigen, Salmonella O: 25 | 2ml
| Primer set for ETEC Oligo: ETEC508F, volume for 100pmol/µL: 320.0 Oligo: ETEC508R, volume for 100pmol/µL: 300.0, Product size: 508 bp | Vial
| Antigen, Salmonella O: 23 | 2ml
| Saline Solution - 1 V1204 3x500mL | Box
| Media dispenser, Semi-Automated: Efficient for tube, bottle and plate filling; High precision peristaltic dispenser, Robotic module; complementary systems for greater efficiency and precision to culture media preparation; Power Supply : 230V ± 6% , 50 Hz ± 1 % ; Power cord with 3 round pin top; noise:<50dBA; Efficiency; minimum 85%; Appropriate Voltage Stabilizer | Set
| Microscope, Binocular, Dark field: Bright field, phase contrast, simple polarization contrast fluorescence contrast, Integrated 35W halogen lamp, 3W LED (daylight, warm light), A-Plan, N-Achroplan, EC-Plan-Neofluar and all other IC2S objectives; Eyepieces 10x for field of view of 20mm or 22mm, 5 position nosepiece, stage drive right, TUV-approved ergonomics with height adjustable and tilting tube, with ergonomic stage and stage drive, with a number of soft-touch materials to increase working comfort; Power Supply : 230V ± 6% , 50 Hz ± 1 % ; Power cord with 3 round pin top; noise:<50dBA; Efficiency; minimum 85%. | Set
| Agar, Dichloran glycerol (DG-18) | 500g
| Standard Calibration DensiCHEK-93059 | Set
| Antigen, Salmonella O: 22 | 2ml
| Agar, Egg yolk, Phenol red | 500g
| Primer set for Oligo: STh_ST64111F, volume for 100pmol/µL: 300.0 Oligo: STh_ST64111R, volume for 100pmol/µL: 300.0, Product size: bp | Vial
| Reaction plate 96 well, 0.1mL | 20/Pkt
| Primer set for Oligo: STp_VX67356F, volume for 100pmol//µL: 300.0 Oligo: STp_VX67356R, volume for 100pmol/µL: 300.0, Product size: bp | Vial
| Blood culture liquid vial, Paediatric compatible with BD BACTEC 9050 | 50/Pkt
| Plate washer, 8 tubes manifold: 96 wells; Create, edit or run multiple protocols; Programmable up to 60 mins; Selectable intensity (15-19 cycles/sec.); Programmable up to 60 mins.; Auto switching module for up to 3 buffers; >300µL/well: <130secs.; High flow to low flow rates; Certifications: CE, FDA, ISO, IEC or equivalent standards; Operational Environmental conditions: Temperature (+5 to +40) deg celcius ,Relative Humidity ( 4 to < 90)%, Altitude ( 200 to 3000 ) mtrs, Atmospheric Pressure (500 to 800) mmHg ; Power Supply : 230V ± 6% , 50 Hz ± 1 % ; Power cord with 3 round pin top; noise:<50dBA; Efficiency; minimum 85%. Appropriate voltage stabilizer | Set
| MR-VP medium | 500g
| Tetracycline | Bottle
| Blood culture liquid vial, Aerobic compatible with BD BACTEC 9050 | 50/Pkt
| Antigen, Salmonella H: z29 | 2ml
| Disc, Cotrimoxazole | 50/Pkt
| Agar, Tryptone bile, Cyclohexa ammonium salt | 500g
| Buffered saline, Phosphate (0.01 M PBS), pH 7.2 +/-0.1 | 500g
| Disc, Erythromycin | 50/packet
| Cefexime | Bottle
| Cefoparazone charcoal deoxycholate agar, Blood free, Modified | 500g
| 10x TBE Buffer | 500ml
| Antigen, Salmonella H: I | 2ml
| Zinc Sulphate (ZnSo45H2O) | 250g
| Antigen, Salmonella O: 2 | 2ml
| Antigen, Escherichia coli, Poly 3 | 2ml
| ATCC 25923, S. aureus, Packed in culture loop | 5/pkt
| Buffered saline, Phosphate, pH 7.4 | Packtet
| Antigen, Salmonella H: m | 2ml
| Antiserum, Poly, Shigella boydii C-2 (8, 10, 14) | 2mL
| Antigen, Salmonella H: b | 2ml
| Safranin O powder (Certified) | 100g/bottle
| Antigen, Salmonella H: d | 2ml
| Antigen, Salmonella H: W | 2ml
| Pipette, Multichannel, Manual 0.5-10µL: 8 channels, lock tips firmly in place; Enhanced volume adjustment | Set
| Disc, Ceftriaxone | 50/Pkt
| Lipid rich bovine serum albumin, Cell culture grade | 25g/bottle
| 100mM dTTP solution, 25µmol | 250µL/vial
| Tryptone soya broth | 500g
| Ciprofloxacin | Bottle
| Random Primers, 300µg | 3µL/µL/vial
| Antigen, Salmonella H: z32 | 2ml
| MIC test strip, Cephazolin | 30 strips/pkt
| Weighing Scale, Analogue: Capacity: 2-100kg, with 200g graduation; High accuracy; Corrosion resistance, High tenacity, Stable base; Power Supply : 230V ± 6% , 50 Hz ± 1 % ; Power cord with 3 round pin top; noise:<50dBA; Efficiency; minimum 85%; Appropriate Voltage Stabilizer | Set
| Primer set for EAEC Oligo: EAEC650F, Volume for 100pmol/µL: 300.0; Oligo: EAEC650R, Volume for 100pmol/µL: 300.0; Product size: 650 bp | Vial
| Antigen, Salmonella, Poly, OME | 2mL
| Brucella selective supplement | 10/Pkt
| Primer set for Oligo: STh_ST64111F, volume for 100pmol/µL: 300.0 Oligo: STh_ST64111R, volume for 100pmol/µL: 300.0, Product size: bp | Vial
| MIC test strip, Colistin | 30 strips/pkt
| Chloramphenicol | 25g
| Antigen, Salmonella H: z27 | 2ml
| Antigen, Salmonella O: 5 | 2ml
| Antigen, Salmonella H: z15 | 2ml
| Diethyl pyrocarbonate (DEPC) water | 100mL
| Antigen, Salmonella H: z13 | 2ml
| Disc, Cefazolin (30μg) | 50/pkt
| GN 21341 test kit VTK2 20 cards | Box
| API 20C AUX with complete reagent kit | 25/Pkt
| MIC test strip, Cotrimoxazole | 30 strips/pkt
| Antigen, Salmonella H: z10 | 2ml
| Tween 20 | 500ml
| Antigen, Salmonella H: s | 2ml
| Disc, Cephalothin | Bottle
| Dextrose agar, Sabouraud | 500g
| Disc, Cefoxitin | 50/Pkt
| Disc, Amoxycillin | 50/Pkt
| Antigen, Salmonella H: c | 2ml
| DNA ladder, Ready to use for nucleic acid gel electrophoresis 50µg | 5/pkt
| Trizma base | 1kg
| Antigen, Salmonella H: w | 2ml
| Antigen, Escherichia coli, Antisera set 1 | 2ml
| Rabbit plasma, Lyophilised for coagulase | 10 vials/Pkt
| Weighing Scale, Analogue: Capacity: 2-100kg, with 200g graduation; High accuracy; Corrosion resistance, High tenacity, Stable base | Set
| Antigen, Salmonella H: i | 2ml
| Antigen, Salmonella H: h | 2ml
| ELISA test kit, Adenovirus (Faecal sample) | 96/Pkt
| Amphotericin B | 5g
| Agar, Tryptose sulphite cycloserine | 500g
| Plate washer, 12 tubes manifold: 96-wells: Create, edit or run multiple protocols; Programmable up to 60 minutes; Selectable intensity (15-19 cycles/sec), Programmable up to 60min.; Auto switching module for up to 3 buffers; >300µL/well: <130 seconds; High flow to low flow rates; Certifications: CE, FDA, ISO, IEC or equivalent standards; Operational environmental conditions: Temperature 5-40°C; Relative humidity: 4 to <90%; Altitude 200-3000m; Atmospheric pressure 500-800mmHg; Power supply: AC 220-240V, 50Hz; Power cord with 3 round pin top; Appropriate voltage stabilizer | Set
| Agar, Thiosulfate citrate bile salts sucrose | 500g
| ELISA Plate washer, 12 tubes/channel manifold: 96-wells: Create, edit or run multiple protocols; Programmable up to 60 minutes; Selectable intensity (15-19 cycles/sec), Programmable up to 60min.; Auto switching module for up to 3 buffers; >300µL/well: <130 seconds; High flow to low flow rates; Certifications: CE, FDA, ISO, IEC or equivalent standards; Operational Environmental conditions: Temperature (+5 to +40) deg celcius ,Relative Humidity ( 4 to < 90)%, Altitude ( 200 to 3000 ) mtrs, Atmospheric Pressure (500 to 800) mmHg ; Power Supply : 230V ± 6% , 50 Hz ± 1 % ; Power cord with 3 round pin top; noise:<50dBA; Efficiency; minimum 85%. Appropriate voltage stabilizer | Set
| Microplate reader: 96 well microplate reader with computer interfacing; Spectrosoft PC software; Installed filters of wavelengths 340, 405, 414, 450, 492, 540, 600, 690nm; Wavelength accuracy: 2nm stand alone, 1nm with PC software; Wavelength range 340-750nm; Linearity 0...4.00A; Max. dev. < 2% 0...3.000A at 340nm and 620nm; Dynamic range 0.000 A ... 6.000 A; Accuracy 1% or 0.002A, whichever is greater (0...2.000 A), 2% (2.000...3.000 A); Precision; CV<0.2% or 0.002A, whichever is greater (0...3.000A) CV<1.0% at 4.000A; Measurement speed 6 seconds on 96 well plate; Certifications: CE, FDA, ISO, IEC or equivalent standards; Operational environmental conditions: Temperature 5-40°C; Relative humidity: 4 to <90%; Altitude 200-3000m; Atmospheric pressure 500-800mmHg; Power supply: AC 220-240V, 50Hz; Power cord with 3 round pin top | Set
| L-Arginine mono hydrochloride | 500g
| Sterile,individual packed, 0.2um membrane filter for pipette controller (Pipette Gun) | Piece
| Streptex grouping test kit | Piece
| Soya peptone base, Rappaport vassilides | 500g
| TBE buffer | Bottle
| ATCC 43300, S. aureus, Packed in culture loop | 5/pkt
| Agar, Dnase | 500g
| Agar, Muller hinton II | 500g
| Antigen, Salmonella H: e, h | 2ml
| ELISA, Astro Virus (Faecal specimen) | 96/Pkt
| Methyl red powder | 25g
| E. colicontrol, Shiga-like toxin producing, Diarrhoeagenic, Lypholized form | 1mL/Vial
| KAPA Taq, Readymix with dye | 5 x 1.25mL
| Imipenem | Bottle
| L-Lysine monohydrochloride | 500g
| MAC Conkeys agar (with crystal violet) | 500g
| L-Ornithine monohydrochloride | 500g
| Antigen, Salmonella H: k | 2ml
| Isoamyl alcohol | 500mL
| Pipette, Multichannel, Manual 2.0-20µL: 8 channels, lock tips firmly in place; Enhanced volume adjustment | Set
| Antiserum, Salmonella H antigen, Phase 2,2 | 2mL
| Gel loading dye, Blue-6x | Vial
| Hektoen enteric agar | 500g
| Pipette, Multichannel, Manual 20-200µL: 8 channels, lock tips firmly in place; Enhanced volume adjustment | Set
| Agar, Eosin methylene blue | 500g
| Rifampicin | 5g
| Antigen, Salmonella H: E complex | 2ml
| Antigen, Escherichia coli Mono, H7 | 2mL
| Centrifuge tube, Conical with cap, Sterile, 15mL: Clear polypropylene; Safely centrifugable to approximately 3200µg (50mL size) and 3500µg (15mL size) | 50/Pkt
| Primer for diarrhoeagenic E. coli EAEC-650F lyophilized | 2mL/bottle
| EDTA powder | 500g
| Antiserum, Salmonella Group-H | 2mL/bottle
| Media dispenser, Semi-Automated: Efficient for tube, bottle and plate filling; High precision peristaltic dispenser, Robotic module; complementary systems for greater efficiency and precision to culture media preparation | Set
| Antigen, Salmonella H: a | 2ml
| Microscope, Binocular, Dark field: Bright field, phase contrast, simple polarization contrast fluorescence contrast, Integrated 35W halogen lamp, 3W LED (daylight, warm light), A-Plan, N-Achroplan, EC-Plan-Neofluar and all other IC2S objectives; Eyepieces 10x for field of view of 20mm or 22mm, 5 position nosepiece, stage drive right, TUV-approved ergonomics with height adjustable and tilting tube, with ergonomic stage and stage drive, with a number of soft-touch materials to increase working comfort | Set
| MIC test strip, Imipenem | 30 strips/pkt
| Primer set for EHEC Oligo: EHEC348F, volume for 100 pmol/µL: 300.0 Oligo: EHEC348R, volume for 100 pmol//µL: 300.0, Product size: 348 bp | Vial
| Polymyxin B | 500g
| Antigen, Salmonella H MF | 2ml
| Disc, Minocycline | 50/packet
| Triton X-100 | 250g
| Syringe filter, 0.2µm x 50mm PTFE membrane with hose brab | Piece
| Pseudomonas agar base | 500g
| ELISA test kit, Anti-HTLV 1+2 | 96/Pkt
| ELISA test kit, Giardia lamblia/cryptosporidium (Faecal sample) | 96/Pkt
| Antigen, Salmonella H: x | 2ml
| E. coli control, Enterohemorrhagic, Diarrhoeagenic, Lypholized form | 1mL/Vial
| E. coli control, Enteroinvasive, Diarrhoeagenic, Lypholized form | 1mL/Vial
| YST 21343 test kit VTK2 20 cards | Box
| NH 21346 test kit VTK2 20 cards | Box
| ELISA test kit, Falciparum HRP2 | 96/pkt
| 100mM dATP solution, 25µmol | 250µL/vial
| Neutralizing acid liquid for laboratory glassware | 1L/bottle
| MgCl2 50mM | 1mL/Vial
| Antigen, Salmonella H: z24 | 2ml
| AST - P628 414534 test kit 20 cards | Box
| AST - N406 423869 test kit 20 cards | Box
| Antigen, Salmonella H: z4 | 2ml
| G8, (5 GTC ACA CCA TTT GTA AAT TCG 3), 756 bp | 50µL/vial
| Antigen, Salmonella H: z42 | 2ml
| Hach nitrogen-ammonia reagent set, TNT, AmVer (Salicylate), Low range; Product no.: 2604545; Platform: Test tube; Range:0.02 - 2.50mg/L NH3-N; Should contain: Cuvette test tubes, AmVer diluent reagent (2602200), Ammoniasalicylate powder pillows (2395266), Ammoniacyanurate powder pillows (2395466) (for Hach DR6000) | 50/pkt
| ELISA test kit, Chikungunaya IgM | 96/pkt
| Hach Nitrite TNTplus vial test, LR , Product no.: TNT839; Range: 0.015 - 0.600mg/L NO₂-N (for Hach DR6000) | 25/pkt
| Blood culture system, Automatic System to detect pathogens from blood and body fluids; Detection capacity: 50-100 samples at a time; Sample volume: 1-10mL; Parameters: both enteric and non-enteric pathogens; Fluorescent technique of detection; Open or closed system; Operational Environmental conditions: Temperature (+5 to +40) deg Celsius ,Relative Humidity ( 4 to < 90)%, Altitude ( 200 to 3000 ) mtrs, Atmospheric Pressure (500 to 800) mmHg ; Power Supply : 230V ± 6% , 50 Hz ± 1 % ; Power cord with 3 round pin top; Single phase 2 KVA Online UPS with at least 6 Nos of 12V 9Ah batteries; Output voltage: 230 +/- 6% , 50 Hz; noise:<50dBA; Efficiency; minimum 85%. | Set
| Hach COD digestion vial, Low range; Product no.: 2125825; Range: 3 - 150mg/L COD (for Hach DR6000) | 25/pkt
| Antigen, Salmonella O: 1 | 2ml
| G10, (5 ATG TCA GAC TAC ARA TAC TGG 3), 266 bp | 50µL/vial
| G12, (5 CCG ATG GAC GTA ACG TTG TA 3), 387 bp | 50µL/vial
| G4, (5 CGT TTC TGG TGA GGA GTT G 3), 452 bp | 5mL/Vial
| Antigen, Salmonella O: 10 | 2ml
| Antigen, Salmonella O: 18, Group K | 2ml
| Taq polymerase | 1mL
| Antigen, Salmonella O: 35, Group O | 2ml
| Drying cabinets: with fine filter on the input side of the fan heater system, so washed equipment is not soiled by dirty air entering the cabinet; Front panel should be fitted with a mains on / off switch, neon lamps to indicate mains on and heaters on and a temperature control knob. Temperature range (°C): Ambient +5 - 65; Temperature range (°C).Capacity 534L; Convection type: Forced convection; Shelves (shelf positions)3 (6); Outer finish: Polish stainless steel | Set
| Flow cytometry cell counter, Benchtop Laser detectable minimum two or more; Air cooled minimum Blue Laser (Approx 488nm) and Red Laser (Approx 633nm); Minimum 6 parameters - Forward scatter, side scatter and 3-4 colours/fluorescence detectors;Compact optical design, preferably pre-aligned or auto- adjustment cytometer filters and dichroics/photo-multiplier gain; Sample tubes - versatile, micro centrifuge tubes and 48 and 96 well plates; Minimum upto 10,000events/seconds; No voltage or auto setting for the detectors; Versatile compensation and getting - before acquisition, on time and after data collection; Data file/Control: Through external/or internal in-build computer; G5 Desktop system with latest specification 18 inch, Colour LCD monitor, Colour desk jet printer; Data format/transmission: Flow cytometry format; Software: Cell cycle/sorter, DNA software, Other essential software viz for determination stimulation factor, application in immunology, CD4, CD8 counts etc. compatible with windows operating system; Certifications: CE, FDA, ISO, IEC or equivalent standards; Operational environmental conditions: Temperature 5-40oC; Relative humidity: 4 to <90%; Altitude 200-3000m; Atmospheric pressure 500-800mmHg; Power supply: AC 220-230V, 50-60Hz; Power cord with 3 round pin top; Appropriate voltage stabilizer Accecesories: Starter kit | Set
| Antigen, Salmonella O: 40, Group R | 2ml
| Antigen, Salmonella O: 41, Group S | 2ml
| Antigen, Salmonella O: 57 | 2ml
| MIC test strip, Vancomycin | 30 strips/pkt
| Disc, Ampicillin | 50/Pkt
| E. coli control, Enteropathogenic, Diarrhoeagenic, Lypholized form | 1mL/Vial
| Primer Forward- 3.0 ( R221 - 5'-GGT TCC TTT CCT GAT TTA CG- 3) | Vial
| QIAGEN Blood Mini kit (for blood)DNA Extraction kit | 250tests /box
| Positive control for leishmanisis species | Vial
| Magnesium sulphate (MgCl26H2O) | 250g
| Antiserum, Shigella sonnie,Polyvalent D phase I & II | 2mL
| Disc, Clindamycin | 50/packet
| Antigen, Salmonella H: p | 2ml
| Disc, Kanamycin | 50/packet
| Disc, Tigecycline | 50/packet
| ELISA, Giardia (Faecal specimen) | 96/Pkt
| ELISA, Crypto (Faecal specimen) | 96/Pkt
| Antiserum, Salmonella agglutinating, Group D | 2mL
| Disc, Rifampin | 50/packet
| Antigen, Salmonella, Poly, OMA | 2mL
| Disc, Cefepime | 50/packet
| Albumin, Bovine serum (Min. 98%) for electrophoresis | 250g
| Agar, Skirrow | 500g
| Zinc Sulphate (ZnSo45H2O) | 250g
| Vitek 2 AST-YS08 antibiotic susceptibility test card for yeast and yeast like organismq | 20 pkt/box
| Vitek 2 AST-P628 antibiotic susceptibility test card for gram positive | 20 pkt/box
| Agarsoe gel, High resolution, Molecular biology grade | 500g
| Primer set for EPEC Oligo: EPEC300F, volume for 100pmol/µL: 300.0 Oligo: EPEC300R, volume for 100pmol/µL: 300.0, Product size: 300 bp | Vial
| Antiserum, Salmonella H antigen, Phase 1g | 2mL
| Antiserum, Salmonella H antigen, Phase 1a | 2mL
| Diethyl pyrocarbonate (DEPC) water | 1mL
| Antiserum, Salmonella H antigen, Phase 2,7 | 2mL
| Antiserum, Vibrio ogawa | 2ml
| Antiserum, Salmonella O antigen 5 | 2mL
| MIC test strip, Erythromycin | 30 strips/pkt
| Antiserum, Salmonella H antigen, Phase 2,1 | 2mL
| Multiple tally counter, 1×2 with 4-digit counters with a light touch non-slip key and a short stroke; Reset by turning the reset knob to 0000; Aluminium covers, end plates and the base plate ; All internal components constructed corrosion resistant materials | Set
| Disc, Levofloxacin | 50/packet
| E. coli control, Enterotoxigenic, Diarrhoeagenic, Lypholized form | 1mL/Vial
| Disc, Colistin | 50/packet
| Reagent kit, GT-Blot 48 | Kit
Consumables (EDL)
| Powder, Ceftriaxone | 5g
| Powder, Piperacillin | 5g
| Powder, Tetracycline | 5g
| Co2 Incubator:Capacity: 29 cu. Ft, Voltage: 208/220V, Hertz:60Hz, Height (Exterior): 88.5 in., Width( Exterior): 38 in., Depth ( Exterior )32 in., Cabinet Material : Cold-rolled steel, powder-coated cabinet, Amperage:15A, Shelves: 6 supplied; 19 max., Display Digital dual LED, Programmability Temperature ramp and soak, up to 24 steps, Temperature Range (Metric) 0° to 60°C, Temperature Resolution 0.1°C, Temperature Uniformity ±0.3 at 25° to 37°C, Temperature Sensor RTD, Temperature Accuracy ±0.1 at 25° to 37°C, Compressor 1/4hp, air-cooled, Relative Humidity Relative humidity control via steam generator from above ambient to 95% at 37°C, Heat Output 1750W (6000 BTU/hr.) at 220V, 1600W (5500BTUH) at, Humidity Accuracy ±5.0%, Humidity Control Microprocessor, PID, Humidity Control Microprocessor, PID, Humidity Range Above ambient to 95% at 37°C (98.6°F), Humidity Resolution 0.01, Humidity Sensor Bulk polymer, Humidity Source Steam generator; initial fill approx. 1 qt. (1L), Input Water Pressure Water Inlet Gravity to 40psi, Water Resistivity 50kilohm to 1megohm resistance, Lighting Interior Lighting, Dimensions (D x W x H) Interior 27 x 31 x 60 in. (68.6 x 78.7 x 152.4cm)"; Operational Environmental conditions: Temperature (+5 to +40) deg celcius ,Relative Humidity ( 4 to < 90)%, Altitude ( 200 to 3000 ) mtrs, Atmospheric Pressure (500 to 800) mmHg ; Power Supply : 230V ± 6% , 50 Hz ± 1 % ; Power cord with 3 round pin top; noise:<50dBA; Efficiency;minimum 85%; Appropriate Voltage Stabilizer | Set
| Disc, Ceftazidime + Clavulanic acid | 50/packet
| Disc, Pipercillin | 50/Pkt
| Boric acid podwer | 500g
| Primer set for EPEC Oligo: EPEC881F, volume for 100pmol/µL: 300.0 Oligo: EPEC881R, volume for 100pmol/µL: 300.0, Product size: 881 bp | Vial
| Gel Documentation system (Molecular- XR+ imaging system), Imaging gel: Stain free imaging and UV-excitable dyes fluorescence; Colorimetry/densitometry; Gel doc: Flamingo, Oriole, SYPRO Ruby, Coomassie, Fluorescent Orange, or Krypton Stains; ethidium bromide, GelGreen, Gel Red, SYBR Safe, SYBR green, or SYBR Gold dyes; Bio-Rad stain-free gels; Max. sample size: 11.2 x 15cm; Max. image area: 11.2 x 15cm; Excitation source Trans UVB (302nm); Illumination control 2 modes: Trans-UV, Trans-White UV; Tray: 280-400nm, max 300nm, Blue tray: 430-460, max 440nm, White tray: visible spectra, Stain-free tray; Detector: CCD, Image resolution: 1392 x 1040 pixels (1.4megapixels); Emission filters: Tray-based; Dynamic range >3.0 orders of magnitude; Pixel density (gray levels): 4,096; Dynamic flat fielding; Operational Environmental conditions: Temperature (+5 to +40) deg celcius ,Relative Humidity ( 4 to < 90)%, Altitude ( 200 to 3000 ) mtrs, Atmospheric Pressure (500 to 800) mmHg ; Power Supply : 230V ± 6% , 50 Hz ± 1 % ; Power cord with 3 round pin top; noise:<50dBA; Efficiency;minimum 85%. Appropriate voltage stabilizer | Set
| Disc, Oxacillin | 50/Pkt
| Primer set for EHEC Oligo: EHEC584F, volume for 100 pmol/µL: 300.0 Oligo: EHEC584R, volume for 100 pmol/µL: 300.0, Product size: 584 bp | Vial
| DNA ladder, Ready to use for nucleic acid gel electrophoresis 100bp | 5/Pkt
| Mini-Centrifuge (Spinner) Capacity 6 x 1.5/2 mL Tubes (Rotor 1: Adapters for 0.5 mL and 0.2 mL Tubes), 2 places for 8 x 0.2 mL Strips or 16 Single Tubes (Rotor 2), Max. RCF 2,000 x g, Width (English) Exterior 5.03 in., Electrical Requirements 100/240 V 50/60 Hz Dimensions (HWD) 104 x 128 x 153 mm, Max. Speed 6,000 rpm, Refrigerated No, Width (Metric) Exterior, 128 mm Includes, Two rotors, tube rack, storage case, O-rings, tube adapters and low voltage, double insulated power adapter with four interchangeable plugs Rotor Included, Power Supply : 230V ± 6% , 50 Hz ± 1 % ; Power cord with 3 round pin top; noise:<50dBA; Efficiency;minimum 85%. | Set
| Small Dispenser 1 V1200 | Set
| AST - YSO8 420739 test kit 20 cards | Box
| ATCC 49619, S. pneumoniae, Packed in culture loop | 5/pkt
| ATCC 51299, E. faecalis, Packed in culture loop | 5/pkt
| ATCC 700603, K. pneumomiae, Packed in culture loop | 5/pkt
| Primer set for Oligo: STh_ST64111F, Volume for 100pmol/µL: 300.0; Oligo: STh_ST64111R, Volume for 100pmol/µL: 300.0; Product size: bp | Vial
| Disc, Cefotaxime | 50/packet
| Lyophilizer, 4 - 5L: Condenser temperature: -80 to -90°C; Ice condenser performance: remove at least 2.5-3L of water in 24 hour; Ice capacity per day: 3-3.5L; LC display of system operation and set parameters; Automatic defrosting function; Power up. Bench Top and Console freeze dryers are with advanced design and occupies small area.Final condenser temp (℃) -55.Vacuum Degree (Pa) <10. Condenser volume (L) 9. Ice condenser capacity (Kg/24h) 3. Material loading capacity/shelf (ml) 300. Freeze drying time (h) 24. USB Interface Y.Drying Chamber(standard) Transparent acrylic. Vacuum Pump(standard) Model: 2XZ-2, Speed: 2L/S (China-Made) .Control System Microprocessor, touch screen . Power supply (V/Hz) 220V/50Hz,60Hz. Exterior dimension (WxDxH mm) 582*625*530/960. (The freeze dryer shipment includes vacuum pump, standard drying chamber and all accessories,like valve, flask etc, if needed); Operational Environmental conditions: Temperature (+5 to +40) deg celcius ,Relative Humidity ( 4 to < 90)%, Altitude ( 200 to 3000 ) mtrs, Atmospheric Pressure (500 to 800) mmHg ; Power Supply : 230V ± 6% , 50 Hz ± 1 % ; Power cord with 3 round pin top; Single phase 2 KVA Online UPS with atleast 6 Nos of 12V 9Ah batteries; Output voltage: 230 +/- 6% , 50 Hz; noise:<50dBA; Efficiency;minimum 85%. | Set
| pH Meter: Ambient conditions: Operation: 0 °C ... + 55 °C, Climatic class: 2, Dimensions: approx. 240 x 190 x 80 mm, Mechanical structure: Type of protection IP 43, Electrical safety: Protective class III, Variable: pH, Measuring range: - 2.000 ... + 19.999, Resolution: 0.001, Measuring range: - 2.00 ... + 19.99, Resolution: 0.01, Variable: U, Measuring range: - 999.9 ... + 999.9 mV, Resolution: 0.1, Measuring range: - 2000 ... + 2000 mV, Resolution: 1, Variable: T, Measuring range: - 5.0 ... + 120.0 °C, Resolution: 0.1; Power Supply : 230V ± 6% , 50 Hz ± 1 % ; Power cord with 3 round pin top; noise:<50dBA; Efficiency;minimum 85%. | Set
| DNA ladder, Ready to use for nucleic acid gel electrophoresis 50bp | 5/Pkt
| ELISA test kit, Giardiasis (Faecal sample) | 96/Pkt
| ELISA test kit, Cryptosporidium (Faecal sample) | 96/Pkt
| Antibiotics disc dispenser: Hold 6 different types of antibiotic catridge, Easy-to-use, Single-hand operation | Set
| ELISA test kit, Astroviruses (Faecal sample) | 96/Pkt
| Ethidium Bromide | 25g/bottle
| Antigen, Salmonella H: f | 2ml
| Tween 80 | 500ml
| Antigen, Salmonella H: g | 2ml
| Dextrose agar, Xylose lysine, Ryans modification | 500g
| Powder, Chloramphenicol | 5g
| Powder, Ciprofloxacin | 5g
| Primer set for EPEC Oligo: EPEC300F, volume for 100pmol/µL: 300.0 Oligo: EPEC300R, volume for 100pmol/µL: 300.0, Product size: 300 bp | Vial
| Antiserum, Shigella dysenteriae,Polyvalent (1-10) | 2mL
| Antiserum, Poly, Shigella boydii C-1 (1, 2, 3, 4) | 2mL
| Nitrate motility medium | 500g
| Disc, Gentamicin | 50/packet
| HTLV 1 and 2 CFT kit | 96/Pkt
| Electrophoresis system, Horizontal, Wide mini-sub cell GT: With 10 tray buffer tank, lid with cables, 15 x 10cm tray, leveling bubble, 15 and 20 well combs | Set
| Antiserum, Poly, Shigella boydii C-3 (5, 7, 9, 11, 15) | 2mL
| Disc, Polymyxin B | 50/Pkt
| Disc, Penicillin | 50/Pkt
| Balance, Analytical, Automatic: Internal calibration and Self linearization system; Capacity: 300g; Readability: 0.1mg; Repeatability (Std. Dev.): 0.02mg < 40g, 0.05mg > 40g; Min. load: 0.00020g; Linearity: 0.02mg/0.1mg; Sensitivity drift (10 ..30 C); Operational Environmental conditions: Temperature (+5 to +40) deg celcius ,Relative Humidity ( 4 to < 90)%, Altitude ( 200 to 3000 ) mtrs, Atmospheric Pressure (500 to 800) mmHg ; Power Supply : 230V ± 6% , 50 Hz ± 1 % ; Power cord with 3 round pin top; noise:<50dBA; Efficiency;minimum 85%; Appropriate Voltage Stabilizer | Set
| Disc, Vancomycin | 50/Pkt
| ELISA test kit, Cytomegalovirus | 96/Pkt
| Antiserum, Salmonella Group-A | 2mL/bottle
| Primer for diarrhoeagenic E. coli EHEC-584R lyophilized | 2mL/bottle
| Primer for diarrhoeagenic E. coli EHEC-348R lyophilized | 2mL/bottle
| Turbidity Meter/Densitometer: To determinate Bacterial Concentration in Suspension Cultures.Displays 0 to 4.50 McF, +-0.10 McF Power: 3.6V Lithium Batteries. Dimensions: W10 x D17 x H6 cm; Power Supply : 230V ± 6% , 50 Hz ± 1 % (with power or USB power module); 4 AA alkaline batteries; Rechargeable NiMH (for use with USB power module) ; Power cord with 3 round pin top; noise:<50dBA; Efficiency;minimum 85%. | Set
| p-Dimethylaminobenzaldehyde | 250g
| Antiserum, Salmonella Group-B | 2mL/bottle
| Antiserum, Salmonella H antigen, Phase 1m | 2mL
| Disc, Amikacin | 50/packet
| Primer for diarrhoeagenic E. coli EIEC-423F lyophilized | 2mL/bottle
| Disc, Optochin | 50/Pkt
| Disc, Tetracycline | 50/Pkt
| Bacterial identification and antimicrobial susceptibility analyser, Automated: LIS-compatible with PC software | Set
| Antigen, Salmonella O, Group I | 2mL
| Antigen, Salmonella, Poly, OMB | 2mL
| Disc, Nalidixic acid | 50/Pkt
| Disc, Bacitracin | 50/Pkt
| Disc, Cefexime | 50/Pkt
| Disc, Amphotericin | 50/Pkt
| Disc, Cephalexin | 50/Pkt
| Disc, Meropenem | 50/packet
| Antiserum, Streptococcus, Group A | 2ml
| Antiserum, Salmonella O antigen 2 | 2ml
| Antiserum, Streptococcus, Group C | 2ml
| Iron agar, Tripple sugar | 500g
| Antiserum, Vibrio cnaba | 2ml
| Disc, Ertapenem | 50/Pkt
| Iron agar, Kliglers | 500g
| Disc, Trimethoprim | 50/packet
| Powder, Vancomycin | 5g
| Loops 10µL, Disposable, Sterile | 10/Pkt
| Antigen, Salmonella H: n, x | 2ml
| Primer set for ETEC Oligo: ETEC508F, volume for 100pmol/µL: 320.0 Oligo: ETEC508R, volume for 100pmol/µL: 300.0, Product size: 508 bp | Vial
| Citrate agar, Simmons | 500g
| Antigen, Salmonella H: v | 2ml
| RapiDEC Staph | 25/Pkt
| Antiserum, Salmonella Group B | 2mL
| Antigen, Salmonella H: 1 Complex | 2mL
| Antiserum, Poly, Shigella boydii C-3 | 2mL
| Water bath, Heat circulating: Temperature: 20 - 260�C; Stability: �0.25�C (at 150�C); Uniformity: �0.2�C (at 150�C); LED display; Display resolution: 1�C; Timer: 1 - 9999 minutes; Alarms: High/low; Heater power : 230V kW; Liquid flow rate: Max. 6L/; Operational Environmental conditions: Temperature (+5 to +40) deg celcius ,Relative Humidity ( 4 to < 90)%, Altitude ( 200 to 3000 ) mtrs, Atmospheric Pressure (500 to 800) mmHg ; Power Supply : 230V ± 6% , 50 Hz ± 1 % ; Power cord with 3 round pin top; noise:<50dBA; Efficiency;minimum 85%. | Set
| Sodium chloride, 0.45%, Sterile, Non-pyrogenic, pH 5.0 (Range: 4.5-7.0) | 1000mL
| Antiserum, Salmonella Group D | 2mL
| Antigen, Salmonella H: t | 2ml
| Antiserum, Streptococcus, Group D | 2ml
| Antigen, Salmonella H: y | 2ml
| API 50CH | 25/Pkt
| Disc, Chloramphenicol | 50/Pkt
| P93 Analogue Printer : Thermal printer competable to use with gel imager system.Weight 2.8 kg, Voltage 100-240 V AC, Dimension 154x920x256 mm, Frequency 50/60 Hz, Greyscale 256 greyscales; Power Supply : 230V ± 6% , 50 Hz ± 1 % ; Power cord with 3 round pin top; noise:<50dBA; Efficiency;minimum 85%. | Set
| Powder, Cefotaxime | 5g
| Antigen, Salmonella O: 61 | 2ml
| Antigen, Salmonella O: 59 | 2ml
| Antigen, Salmonella O: 56 | 2ml
| Primer set for EIEC Oligo: EIEC423F, Volume for 100pmol/µL: 300.0; Oligo: EIEC423R, Volume for 100pmol/µL: 300.0; Product size: 423 bp | Vial
| Laboratory refrigerator 1000 - 1100L: Type: Triple glass door open type, Temperature range: 2 - 8°C; Compressor; Fan cooling system; Operational Environmental conditions: Temperature (+5 to +40) deg celcius ,Relative Humidity ( 4 to < 90)%, Altitude ( 200 to 3000 ) mtrs, Atmospheric Pressure (500 to 800) mmHg ; Power Supply : 230V ± 6% , 50 Hz ± 1 % ; Power cord with 3 round pin top; Single phase 2 KVA Online UPS with atleast 6 Nos of 12V 9Ah batteries; Output voltage: 230 +/- 6% , 50 Hz; noise:<50dBA; Efficiency;minimum 85%. | Set
| U bottom plate, Non-treated vinyl, 96 well | 25/Pkt
| Autoclave (Steam Sterilizer); Operating temperature range: Sterilizing: 105~1350C (0.019~0.212MPa), Heating: 45~1040C(0~0.015MPa), Warming: 45~950C, Maximum operating pressure: 0.25MPa, emperature Display : Digital, Pressure gauge Display: Analog, Display range : 0~0.4MPa, Heat source: 3.0KW electric heater, Safety devive:Blank heating prevention,Leakage breaker, Lid interlock, Over-heating prevention, Over-pressure prevention, Temperature sensor break detection, Safety valve, Time display: Digital, Display range :Sterilizing and Heating: 1~99hours, 1~999min. (0:01~9:59, 10~99 changeable), Warming: 1~99 hours, 4hours (changeable), Pressure chamber type: PED Category, Chamber dimensions: 370x774mm, Chamber capacity: Effective internal volume:69L Internal volume :79L, Chamber material : SUS304, Dimensions (mm): 470W,528D,1003H(protruding:625D), Weight 72kg; Operational Environmental conditions: Temperature (+5 to +40) deg celcius ,Relative Humidity ( 4 to < 90)%, Altitude ( 200 to 3000 ) mtrs, Atmospheric Pressure (500 to 800) mmHg ; Power Supply : 230V ± 6% , 50 Hz ± 1 % ; Power cord with 3 round pin top; noise:<50dBA; Efficiency;minimum 85%; Appropriate Voltage Stabilizer | set
| Antigen, Salmonella O: 39, Group Q | 2ml
| Laboratory refrigerator 1000 - 1100L: Type: Double glass door open type , Temperature range: 2 - 8°C; Compressor; Fan cooling system; Operational Environmental conditions: Temperature (+5 to +40) deg celcius ,Relative Humidity ( 4 to < 90)%, Altitude ( 200 to 3000 ) mtrs, Atmospheric Pressure (500 to 800) mmHg ; Power Supply : 230V ± 6% , 50 Hz ± 1 % ; Power cord with 3 round pin top; Single phase 2 KVA Online UPS with atleast 6 Nos of 12V 9Ah batteries; Output voltage: 230 +/- 6% , 50 Hz; noise:<50dBA; Efficiency;minimum 85%. | Set
| ATCC 29212, E. faecalis, Packed in culture loop | 5/pkt
| Antiserum, Salmonella Group-E | 2mL/bottle
| Disc, Ertapenem | 50/packet
| Primer set for EAEC Oligo: EAEC215F, Volume for 100pmol/µL: 300.0; Oligo: EAEC215R, Volume for 100pmol/µL: 300.0; Product size: 215 bp | Vial
| Powder, Ceftazidime | 5g
| Brain infusion base | 500g
| Antigen, Salmonella, Poly, OMD | 2mL
| MIC test strip, Gentamicine | 30 strips/pkt
| MIC test strip, Ceftriaxone | 30 strips/pkt
| Cephalexin | Bottle
| Caftazidime | 500g
| MIC test strip, Nalidixic acid | 30 strips/pkt
| Buffered peptone water | 500g
| Ceftraixone | Bottle
| Disc, Ciprofloxacin | 50/Pkt
| MIC test strip, Meropenem | 30 strips/pkt
| HTLV 1 and 2 GPA test kit | 96/Pkt
| Reagent solution, Gentamicin 50mg/mL for medium maintenance | 20mL
| MIC test strip, Ampicillin | 30 strips/pkt
| MIC test strip, Chloramphenicol | 30 strips/pkt
| Blood agar base | 500g
| Vitek 2 Compact: Compact, automated ID/AST instrument.Compact solution for fast, accurate ID/AST testing with expert confidence Space-saving, automated & efficient.Three-step setup procedure.Barcoded reagents for traceability. 21 CFR Part 11 compliant software .Comprehensive database.Closed test cards eliminate risk of contamination from user.One-click result validation; Operational Environmental conditions: Temperature (+5 to +40) deg celcius ,Relative Humidity ( 4 to < 90)%, Altitude ( 200 to 3000 ) mtrs, Atmospheric Pressure (500 to 800) mmHg ; Power Supply : 230V ± 6% , 50 Hz ± 1 % ; Power cord with 3 round pin top; Single phase 2 KVA Online UPS with atleast 6 Nos of 12V 9Ah batteries; Output voltage: 230 +/- 6% , 50 Hz; noise:<50dBA; Efficiency;minimum 85%. | Set
| Powder, Penicillin G | 5g
| Antigen, Salmonella, Poly, OMF | 2mL
| Powder, Imipenem | 5g
| Powder, Nalidixic acid | 5g
| Antiserum, Salmonella Group-F | 2mL/bottle
| Copper Sulphate (CuSo47H2O) | 250g
| Powder, Gentamicin | 5g
| MIC test strip, Penicillin | 30 strips/pkt
| Antigen, Salmonella O, Group A | 2mL
| Antigen, Salmonella O: 62 | 2ml
| Powder, Cefazolin | 5g
| Antiserum, Streptococcus, Group B | 2ml
| Bacitracin | 5g/bottle
| Disc, Cefotaxime + Clavulanic acid | 50/packet
| ATCC 27853, P. aeruginosa, Packed in culture loop | 5/pkt
| Antiserum, Salmonella H antigen, Phase 1i | 2mL
| Broth, Nutrient broth No 2 | 500g
| Antiserum, Salmonella H antigen, Phase 1d | 2mL
| API Coryne with complete reagent kit | 25/Pkt
| API ZYM | 25/Pkt
| Arginine | Bottle
| API Staph with complete reagent kit | 25/Pkt
| ATCC 29213, S. aureus, Packed in culture loop | 5/pkt
| API 20NE with complete reagent kit | 25/Pkt
| API Rapid ID 32A with complete reagent kit | 25/Pkt
| API rapid 20E with complete reagent kit | 25/Pkt
| API NH with complete reagent kit | 25/Pkt
| Primers for plasmodium Knowlesi: (Nest 2) rPmk8 ( 5'-GTT AGC GAG AGC CAC AAA AAA GCG AAT-3') rPmkr9 (5'-ACT CAA AGT AAC AAA ATC TTC CGT A-3') | Vial
| Antigen, Salmonella H: 5 | 2mL
| Antiserum, Polyvalent, Shigella D | 2mL
| Antigen, Salmonella H: 1 | 2mL
| Antigen, Salmonella H: 2 | 2mL
| Antiserum, Salmonella agglutinating, Group C | 2mL
| Binocular Microscope : Head: Binocular 30⁰ inclined and rotatable 360⁰, Eyepieces:10x 20mm FOV, Nosepiece: Reversed, quadruple,Objectives: Plan Achromat 4x, 10x, 40x, 100x Oil, Condenser:1.25 N.A,Stage: Rackless mechanical stage, Focusing:Coaxial coarse/fine focus system with limit stopper and torque adjustment, Focusing: Coaxial focusing system with an adjustable tension control and upper limit stop to prevent accidental damage to slides; all metal gears, brass fine focus gear, Illumination:LED Illumination variable with cord holder, Warranty: 5 Year Mechanical & 1 Year Electrical; Power Supply : 230V ± 6% , 50 Hz ± 1 % ; Power cord with 3 round pin top; noise:<50dBA; Efficiency;minimum 85%; | Set
| Antiserum, Poly, Shigella boydii C | 2mL
| Antiserum, Poly Shigella boydii C-2 | 2mL
| Digital Heat block: Certifications/Compliance CE, cULus, RoHS, Controller Type PID digital, Dimensions (L x W x H) 288 x 200 x 100 mm (11.3 x 7.9 x 3.9 in.), Temperature Range (Metric) Ambient +5°C to 130°C (Ambient at 25°C), Relative Humidity <80%, Material Powder Coated Steel, Fuse 250V 2.5A, Frequency 50/60 Hz, Heating Rate ≤ 20 min. 30° to 130°C, Height 3.9 in., Height (Metric) 100 mm, Includes Dry bath, US style plug, block lifter, Length 11.3 in., Length (Metric) 288 mm, No. of Blocks 1 (order separately), Plug Type US, Temperature, Accuracy ≤ ± 0.5°C, Temperature Uniformity ≤ ± 1°C, Timer 0 to 99:59 min or continuous, Voltage 100/120 V, Weight 6.39 lb, Weight (Metric) 2.9 kg, Width 7.9 in, Width (Metric) 200 mm, Type Dry Bath/Block, block hold size: hold 1.5 /2.0 ml PCR tube, total holding capacity 30 -40 holes to hold pcr tubes; Operational Environmental conditions: Temperature (+5 to +40) deg celcius ,Relative Humidity ( 4 to < 90)%, Altitude ( 200 to 3000 ) mtrs, Atmospheric Pressure (500 to 800) mmHg ; Power Supply : 230V ± 6% , 50 Hz ± 1 % ; Power cord with 3 round pin top; noise:<50dBA; Efficiency;minimum 85%; Appropriate Voltage Stabilizer | Set
| ATCC 35218, E. coli, Packed in culture loop | 5/pkt
| Antiserum, Streptococcus, Group G | 2ml
| Antiserum, Salmonella Group C | 2mL
| Primer set for EHEC Oligo: EHEC584F, volume for 100 pmol/µL: 300.0 Oligo: EHEC584R, volume for 100 pmol/µL: 300.0, Product size: 584 bp | Vial
| Antigen, Salmonella O, Group F | 2mL
| Antigen, Salmonella O, Group G | 2mL
| Sodium thioglycolate | 100g
| Powder, Cloxacillin | 5g
| Powder, Amoxycillin | 5g
| Antigen, Salmonella O: 8 | 2ml
| Lid for microcentrifuge, MIKRO 200, Hettich Zentrifugen, Clip system, E3243, Z652172 | Set
| Antigen, Salmonella, Poly, OMC | 2mL
| Antiserum, Salmonella O antigen 9 | 2mL
| Primer Reverse- 3.0 ( R332 - 5'- GGC CGG TAA AGG CCG AAT AG -3) | Vial
| MIC test strip, Cephalexin | 30 strips/pkt
| Selective supplement, Cefoperazone sodium salt for CCDA | 10vials/Pkt
| Antiserum, Salmonella O antigen 12 | 2mL
| MIC test strip, Imipenem | 30 strips/pkt
| MIC test strip, Nalidixic acid | 30 strips/pkt
| Membrane filter 0.2µm for Pipette controller | Piece
| MIC test strip, Meropenem | 30 strips/pkt
| Antiserum, Salmonella H antigen, Phase 1b | 2mL
| MIC test strip, Colistin | 30 strips/pkt
Equipment (EDL)
| Primer for diarrhoeagenic E. coli STp-VX67356-F lyophilized | 2mL/bottle
| Antigen, Salmonella H: L complex | 2ml
| Vitek 2 AST-N281 antibiotic susceptibility test card for gram negative | 20 pkt/box
| Primer for diarrhoeagenic E. coli EPEC-881F lyophilized | 2mL/bottle
| Primer for diarrhoeagenic E. coli EPEC-881R lyophilized | 2mL/bottle
| Primer for diarrhoeagenic E. coli EPEC-300F lyophilized | 2mL/bottle
| Antiserum, Salmonella Group-C | 2mL/bottle
| Primer for diarrhoeagenic E. coli EHEC-584F lyophilized | 2mL/bottle
| Manitol lysine agar, Brilliant green | 500g
| McFarland standard (0.5, 1.0, 2.0, 3.0,4.0) set | Set
| Antiserum, Salmonella O antigen 1 | 2mL
| Testube rack, Holds up to 72 tubes, Well Diameter: 16mm, Chemical and heat resistant polypropylene tube rack for 5-10mL; Glass tubes with 16mm diameter (with different colour) | 8/pkt
| Vacutainer glass tube, Red,10mL, No additive | 100/pkt
| ELISA test kit, Rotavirus-Faecal sample | 500g
| ELISA test kit, Adeno Virus-Faecal sample | 96/Pkt
| ELISA test kit, Falciparum HRP2 | 96/pkt
| Bio-Safety Cabinet- Class 2 Type A2, with base console stand/wheels, width 4 foot (1.2 m). The basic equipment shall consist of exhaust HEPA filter, Supply HEPA filter, negative pressure plenum, positive pressure plenum front opening. Work access opening Standard Opening Height 10 inch (254 mm),/ 12 inch (305 mm) / 8 inch (203 mm) Standard Inflow Velocity 105 fpm (0.53 m/s). Viewing Window: Standard Safety Plate Sliding Glass Fully Closed to 21 inch (533 mm) . Power 230 V, 50/60 Hz; Face dimensions: 4ft. (L) X 2ft. (W) X 6ft . The HEPA filter should have rated efficiency of 99.97% (or better) at 0.3 microns to provide product protection of Class 100 or exceeding Class 100 requirements of Federal Standards 209E or equivalent ISO within the work area. Face Velocity: At least 100 fpm Light Intensity at work surface: 800 lux or more over the entire work surface. Noise level : <70 dBA. UV germicidal lamp intensity: >40 microwatt/sq.cm over the entire work surface.Construction : Main body, side and rear panel: Electrogalvanized Steel or Mild Steel, oven baked epoxy powder coated finish.Switches and indicators: Individual switches and indicator lamps for blower motor, florescent lamp and UV lamp. External height 2200 mm including support stand, allowing an available space of at least 400 mm from the top of the BSC to the ceiling. Higher versions may be accepted, provided the 400 mm over the BSC is available to measure air velocity above the exhaust filter, and to have enough space for changing the filter and for ducting and/or a thimble connection to outlet. The Biosafety Cabinet should be tested and comply with the following requirements (at site):- 1. Down flow velocity and Volume Test; 2. Inflow Velocity Test; 3. Airflow Smoke Pattern Test; 4. HEPA Filter Leakage Test; 5. Cabinet Leakage Test; 6. Electrical Leakage : Ground Circuit Resistance and Polarity Test; 7. Lighting Intensity Test; 8. Vibration Test; 9. Noise Level Test; 10. UV Lamp Intensity Test; 11. Alarms and indicators test (if provided); 12. The differential pressure gauge should be calibrated; Spare accessories required : HEPA Filter (one)-dimensions same as above, Prefilters (two) | 1
| Vancomycin supplement | 250g
| BCL 21345 test kit VTK2 20 cards | Box
| ANC 21347 test kit VTK2 20 cards | Box
| Taq DNA polymerase recombinant | 50µL/vial
| M-MLV | 200U/µL/vial
| Blood culture system, Automatic System to detect pathogens from blood and body fluids; Detection capacity: 50-100 samples at a time; Sample volume: 1-10mL; Parameters: both enteric and non-enteric pathogens; Fluorescent technique of detection; Open or closed system; Power supply: 220-230V, 50-60 Hz | Set
| DNA ladder, 100bp | 250µL/vial
| 100mM dCTP solution, 25µmol | 250µL/vial
| Antiserum, Salmonella H antigen, Phase 2, 5 | 2mL
| dNTPs mix 10mM, PCR grade | 100µL/vial
| Reaction Buffer (MgCl2), 10x PCR | 1.25mL/vial
| Fetal bovine serum (FBS), Heat Inactivated | 500mL
| MIC test strip, Tetracycline | 30 strips/pkt
| Unsenitsized tubes - 69285 1X2000 | Box
| Disc, Azithromycin (15μg) | 50/pkt
| Hach nitrogen-ammonia reagent set, Salicylate method, 10mL; Product no.: 2668000; Platform: Powder pillows; Range: 0.01 - 0.50mg/L NH₃-N (for Hach DR6000) | 100/pkt
| Sample loading dye, Orange G (5X) | 1mL/Vial
| Con3 (5 TGG CTT CGC CAT TTT ATA GAC A 3), 876 bp | 50µL/vial
| Antiserum, Streptococcus, Group F | 2ml
| MIC test strip, Vancomycin | 30 strips/pkt
| G3, (5 ACG AAC TCA ACA CGA GAG G 3), 682 bp | 50µL/vial
| Calliper, Digital 150mm; Metric; Accuracy, +/-0.02mm, Resolution, 0.01mm; Efficiency;minimum 85% | Set
| Antigen, Salmonella O, Group H | 2mL
| Plate reader,: Plate 96 well plate reading;Temperature control (4-Zone incubation to 50�C + 0.2 �C at 37 �C); 380-900nm wavelength range; 6-filter position wheel; Programmable shaking; On-board software with programmable assays; Absorbance detection, End point; Kinetic; Linear scanning; Certifications: CE, FDA, ISO, IEC or equivalent standards; Operational environmental conditions: Temperature 5-40oC; Relative humidity: 4 to <90%; Altitude 200-3000m; Atmospheric pressure 500-800mmHg; Power supply: AC 220-240V, 50Hz; Power cord with 3 round pin top | Set
| VITEK 2 COMPACT (60 Card Capacity). Weight: 110 kg/240 lbs. Electrical Power Requirements: 110/120 VAC (50-60 Hz); 220/240 VAC (50-60 Hz). Heat Dissipated: 512 BTU/HR (nominal). Environmental Requirements: Operating Ambient Temperature Range: 20°C to 30°C (68°F-86°F); Operating Humidity Range: 20% to 80% relative humidity, non-condensing. Altitude: Up to 2000 meters | Set
| Mini-Sub Cell GT Horizontal Electrophoresis System and PowerPac Basic Power Supply: Supplied with Buffer tank, Lid with cables, 15 x 10 cm tray, Leveling bubble, 15- and 20-well combs, casting gates and Gel caster, power supply for basic applications such as submerged horizontal gel electrophoresis, includes power cord; Power Supply : (100 to 200) or 230V ± 6% , 50 Hz ± 1 % ; Power cord with 3 round pin top; | Set
| PCR hood: Mobile and ductless, Walls material :Plexiglas Polymethyl methacrylate ALTUGLAS EX,Working surface material: Steel with chemicals resistant powder coating, Open UV-lamp 1 x 25W built-in bactericidal, TUV25WG13 UV-C, Radiation type UV (253.7 nm), ozone-free, UV radiation level 15 mW / cm2 / sec Digital time setting of direct UV exposure: 0-24 hrs / non-stop (increment 1 min), UV-recirculator :1x25W (efficiency >99% per 1 hour), Daylight lamp (for working area illumination): 1 x TLD-15W, Thickness of side panels :4 mm, Thickness of upper front panel : 8 mm, Thickness of screen 8 mm, Optical transmission :92%, UV protection : >99.90% Polymethyl methacrylate ALTUGLAS EX, Working area: 650 × 475 mm, Safety features : Automatic open UV-lamp switch off when screen is open, Power outlets inside the unit :Inlet for power cords, Nominal operating voltage : 100-240 V, 50/60Hz, Power consumption : 67 W, Overall dimensions (W×D×H): 690 × 535 × 555 mm, Weight (net / gross): 23 / 33 kg, Optional table: T-4 (800 × 600 × 750 mm)""; Operational Environmental conditions: Temperature (+5 to +40) deg celcius ,Relative Humidity ( 4 to < 90)%, Altitude ( 200 to 3000 ) mtrs, Atmospheric Pressure (500 to 800) mmHg ; Power Supply : 230V ± 6% , 50 Hz ± 1 % ; Power cord with 3 round pin top; noise:<50dBA; Efficiency;minimum 85%; Appropriate Voltage Stabilizer | Set
| Antigen, Salmonella , Poly A-S | 2mL
| Modified liquid amies, 1mL packaged with a nylon flocked swab | 50/Pkt
| VP 7 - R, (5 AAC TTG CCA CCATTT TTT CC 3), 881 bp | 50µL
| Random primers | 1mL
| MIC test strip, Cephalexin | 30 strips/pkt
| Antigen, Salmonella Vi | 2ml
| G2, (5 CAA TGA TAT TAA CAC ATT TTCTGTG 3), 521 bp | 50µL/vial
| Antiserum, Salmonella O antigen 4 | 2mL
| Antiserum, Streptococcus, Group L | 2ml
| Antiserum, Streptococcus, Group M | 2ml
| Antiserum, Streptococcus, Group O | 2ml
| MgCl2 50mM | 1mL
| G1, (5 CAA GTA CTC AAA TCA ATG ATG G 3), 618 bp | 50µL/vial
| 10X PCR Buffer | 1mL
| dNTPs (10 mM) | 1ML
| VP 7 - F, (5 ATG TAT GGT ATT GAA TAT ACC AC 3), 881 bp | 50µL
| Con2 (5 ATT TCG GAC CAT TTA TAA CC 3), 876 bp | 50µL/vial
| Powder, Cephalexin | 5g
| Powder, Cotrimoxazole | 5g
| Hach nitrogen-ammonia reagent set, Salicylate method, 10mL; Product no.: 2668000; Platform: Powder pillows; Range: 0.01 - 0.50mg/L NH₃-N (for Hach DR6000) | 100/pkt
| P11, (5 GTA AAC ATC CAG AAT GTG 3), 312 bp | 50µL/vial
| ELISA test kit, Plasmodium vivax pLDH | 96/pkt
| P9, (5 TGA GAC ATG CAA TTG GAC 3), 391 bp | 50µL/vial
| G9, (5 CTT GAT GTG ACT AYA AAT AC 3), 179 bp | 50µL/vial
| P6, (5 TGT TGA TTA GTT GGA TTC AA 3), 267 bp | 50µL/vial
| Hach NitriVer® 3 Nitrite reagent powder pillows, 10mL; Product no.: 2107169; Range: 0.002 - 0.300 mg/L NO2-N (for Hach DR6000) | 100/pkt
| P4, (5 CTA TTG TTA GAG GTT AGA GTC 3), 483 bp | 50µL/vial
| P8, (5 TCT ACT GGR TTR ACN TGC 3), 345 bp | 50µL/vial
| P10 , (5 ATC ATA GTT AGT AGT CGG 3), 583 bp | 50µL/vial
| TBE buffer 5x, Blended powder, Ready to mix | 10pkts/box
| MIC test strip, Tetracycline | 30 strips/pkt
| Tris 99.9% , Molecular biology grade | 500g
| AST - N407 423870 test kit 20 cards | Box
| Primer for diarrhoeagenic E. coli STp-VX67356-R lyophilized | 2mL/bottle
| AST - N405 423864 test kit 20 cards | Box
| Primer for diarrhoeagenic E. coli EAEC-215F lyophilized | 2mL/bottle
| Primer for diarrhoeagenic E. coli EAEC-215R lyophilized | 2mL/bottle
| Primer for diarrhoeagenic E. coli EPEC-300R lyophilized | 2mL/bottle
| Primer for diarrhoeagenic E. coli EHEC-348F lyophilized | 2mL/bottle
| 100mM dGTP solution, 25µmol | 250µL/vial
| Antiserum, Salmonella Group-G | 2mL/bottle
| Antiserum, Salmonella Group-D | 2mL/bottle
| Mineral oil | 125mL/bottle
| AST - ST03 421040 test kit 20 cards | Box
| Primer for diarrhoeagenic E. coli ETEC-508F lyophilized | 2mL/bottle
| ELISA test kit, Leishmania IgM | 96/pkt
| Buffer tablet pH 7.2 | 100 tablets
| Disc, Ceftazidime (30μg) | 50/pkt
| GP 21342 test kit VTK2 20 cards | Box
| Amies transport medium | 500g
| Charcoal | 100g
| M-MLV(200U/μL) | 1mL
| ELISA test kit, Sapovirus (Fecal sample) | 96/Pkt
| Rapid test kit, Chlymadia, IgG/IgA | 50/Pkt
| Primer set for EAEC Oligo: EAEC650F, volume for 100pmol/µL: 300.0 Oligo: EAEC650R, volume for 100pmol/µL: 300.0, Product size: 650 bp | Vial
| Primer set for Oligo: STp_VX67356F, volume for 100pmol//µL: 300.0 Oligo: STp_VX67356R, volume for 100pmol/µL: 300.0, Product size: bp | Vial
| Antiserum, Shigella flexneri,Polyvalent B type I, II, III, IV, V, VI | 2mL
| Antiserum, Salmonella Group-I | 2mL/bottle
| Primer for diarrhoeagenic E. coli ETEC-508R lyophilized | 2mL/bottle
| Primer for diarrhoeagenic E. coli EAEC-650R lyophilized | 2mL/bottle
| Primer for diarrhoeagenic E. coli STh-ST-64111-R | 2mL/bottle
| Primer for diarrhoeagenic E. coli EIEC-423R lyophilized | 2mL/bottle
| Primer for diarrhoeagenic E. coli STh-ST-64111-F lyophilized | 2mL/bottle
Food Safety and Nutrition Research Laboratory | Refractometer, Handheld Range- rix 0 - 95/RI - 1.0-1.5; Resolution: upto 0.0001 RI; Battery operated; Adapter; Power supply: AC 220-230V, 50-60Hz; Power cord with 3 round pin top | Set
| Air sampler, Anodized aluminum: Compact and portable; Nominal airflow: Approx. 100L/min.± 2.5% for 90mm plate and Approx.60L/min for rodac plate; Sampling volumes: 50, 100, 250, 500, 1000L; Maximum rotation speed : 4 rpm; Inbuilt back up battery that sustains power supply for 6 to 8 hours; Power Supply : 230V ± 6% , 50 Hz ± 1 % ; Power cord with 3 round pin top | Set
| Rotary blender Min. capacity: 4L; Blender with timer and 3-speed mode | Set
| Stomacher bag, 500mL | Piece
| Scoop 1000mL, Polypropylene for food sampling | 5/Pkt
| Pipette tip, ClipTip, Non-filtered 20µL, Compatible for use with thermofisher repetitive micropitte | 100/Pkt
| Milk cetrimide agar | 500mL
Consumables (FSNRL)
| Incubator with orbital shaking: Hertz: 50Hz; Temperature range: 5-60°C; Load bearing capacity: Min. 10kg; Orbit: 10mm; Speed range: 30 - 300RPM; Wattage: max. 500W; Capacity: 120L; Power supply: AC 220-230V, 50-60Hz; Power cord with 3 round pin top | Set
| Viscosity signal processor Compatible to all type of hydramotion viscosity sensors; Display all measured and calculated variables, line viscosity, corrected viscosity and temperature; Analog input 3 x 4 -20mA for Pt100 RTD temperature, density and pressure; Analog output 3 x 4-20mA and digital output 485 Modbus serial link; USB output; Data capture with Visco Link data viewing and logging software; Power supply: AC 220-230V, 50-60Hz; Power cord with 3 round pin top | Set
| Lactose base, Brilliant green | 500g
| Air sampler, Anodized aluminum: Nominal airflow: 100L/min. + 2.5%; Sampling volumes: 50, 100, 250, 500, 1000L; Running time: 5-10 hours; Inbuilt battery Pkt; Motor 5-10V; Power supply: 220-230V, 50-60Hz | Set
| Bench guard 950 x 1500mm | 100/Pkt
| Albumin, Bovine serum | 500g
| Moisture content analyser: Readability: 1mg; Capacity: 50g; Sample: 3-10g; Heating time: 0-99min; Working temperature: 10-40°C; Heating temp.: 50-180°C; Moisture: 0-100%; Heating: Halogen; Power supply: 220-240V, 50Hz; Power cord with 3 round pin top | Set
| Prothionamide | 50g
| Preston base | Bottle
| Quinine sulphate | 25/kit
| Novobiocin | 500g
| Pipette tip, ClipTip, Non-filtered 50µL, Compatible for use with thermofisher repetitive micropitte | 100/Pkt
| Polyvinylidene difluoride membrane, Protein binding capacity of 170 to 200µg/cm2, Pore sizes of 0.1, 0.2 or 0.45µm | Packet
| N,N,N,N-Tetramethylethylene-diamine | 25mL
| Agar base, Modified mTEC For the Chromogenic detection and enumeration of E. coli in water by the membrane filter technique | 500g
| Alanine, AR grade | Bottle
| Nitrogen base, Yeast | Bottle
| Assay kit, Antioxidant | Kit
| Assay kit, Niacin | Kit
| Bacillus selective media | 500g
| Assay kit, Vitamin A | Kit
| Auramine O dye powder | 25g
| Assay kit, Vitamin K | Kit
| Assay kit, Vitamin E | Kit
| Digital Single channel micropipette (5 to 50uL): Compatible with universal micropipette, High precision within +/- .8% and accuracy within +/-1.5%. Include battery/ charging adaptors with compatibility to 220V, 50/60 Hz power supply. | Piece
| Erythromycin | Bottle
| Pipette tip, ClipTip, Non-filtered 300µL, Compatible for use with thermofisher repetitive micropitte | 100/Pkt
| Glutamine | Bottle
| Histidine | 100mL
| L-Arginine monohydrochloride | 100g
| Gas chromatography, Mass spectrophotometer: EI standard, CI optional; Ion source material: Noncoated, proprietary inert source; Ion source temperature: 150-350°C; Dual filaments for EI; Automated and vent free; Electron energ 10-300eV; Mass filters (2); Mass axis stability : <0.10 over 24 hours (10-40°C); Quadrupole temperature: 106-200°C; Mass range m/z : 10- 1,050; Resolution: Selectable 0.7-2.5 Daltons, default tune, Settable, 0.4-4.0 Daltons, custom tune; Scan rate: Up to 20,000/s; Autotune or manual tuning; Detector : Triple-Axis HED-EM with extended-life EM and dynamically ramped iris; MRM speed: 800 transitions/sec; Minimum MRM dwell: 0.5 msec; Collision cell: Linear hexapole; Collision cell gas : Nitrogen with helium quench gas; Collision energy: Selectable up to 60eV; Vacuum system: Dual stage turbomolecular pump; Total gas flow: up to 8mL/min; Original software, data handling (quant/qual) and reporting, databases; Power supply: AC 220-230V, 50-60Hz; Power cord with 3 round pin top; Appropriate voltage stabilizer | Set
| Rotary blender (4-Liter Blender with Timer, 3-speed) | 1
| Digital Bottle top dispensers volume 1mL to 10mL ( resistant to all concentrated acid and alkali) | 1
| Fucidin solution | Bottle
| Foetal bovine serum | 500mL
| Serine | 2mL
| Pipette tip, ClipTip, Non-filtered 1000µL, Compatible for use with thermofisher repetitive micropitte | 100/Pkt
| Sampling scoop, 250mL | Piece
| Digital Single channel micropipette (10 to 100uL): Compatible with universal micropipette, High precision within +/- .8% and accuracy within +/-1.5 %. Include battery/ charging adaptor with compatibility to 220V, 50/60 Hz power supply | Piece
| Ice pans rectangular floating racks | 1
| Mill, motor grinders with accessories | 1
| Bottles with caps (500mL) | 1
| Electronic Single channel micropipette (.1 to 2uL): Compatible with universal micropipette, High precision within +/- .8% and accuracy within +/-1.5%. Include battery/ charging adaptor with compatibility to 220V, 50/60 Hz power supply | 1
| Digestion system for nutritional analysis | 1
| Refractometer : Range - Brix 0.0 to 95.0/RI - 1.0-1.5, resolution : upto 0.0001 RI, handheld and battery operated. Adapter compatible with the power supply 220V/50Hz. | 1
| Test kit, Vitamin B12 | Kit
| Test kit, Iron | Kit
| Test kit, Magnesium | Kit
| Magnetic Beeds/Followers (25mm) | 1
| Overhead stirrer With universal adapter; Individual adjustment: 20 - 100U/min; For 2 vessels; Universal adaptor for vessels from 50-160mm height; Power Supply : 230V ± 6% , 50 Hz ± 1 % ; Power cord with 3 round pin top | Set
| Chloramphenicol agar, Rose Bengal, Dichloran | 500g
| Bile agar, Voilet red | 500g
| Bile base, Brilliant green | 500g
| O-toluidine (=/< 99%) | 500g
| Ammonium acetate | 500g
| Count plate, Yeast and mould | 200/Pkt
| Non-essential amino acids solution | 100mL
| Analogue ultra sonic bath (25-30L capacity): ultrasonic frequencies of 20-30kHz for coarse cleaning and 40-50kHz for find washing, temperature ranges from 50-100 degree celsius with automatic controls for the temperature controlled operation, bath produced from high grade stainless steel with rust resistance and have duct to drain water, should have swip mode and pulse mode for variable washing procedure, Mesh wire basket to hold cleaning items, LED display to control all the operations, adaptor compatible to power supply of 220V/50Hz. | 1
| Cyclohexamide | 25g
| Peptone saline solution | 500g
| Cycloserine agar, Tryptose sulphite | 500g
| Nutrient agar, 4-methylumbelliferyl-D-glucuronide | 500g
| ClipTip pipette tip 1000 microlitre compatible for use with thermofisher repetitive micropitte (Filtered) | 100/Pkt
| Pipette tip, ClipTip, Filtered 500µL, Compatible for use with thermofisher repetitive micropitte | 100/Pkt
| Capreomycin sulphate from Streptomyces capreolus | 500g
| Tri-chloro acetic acid | 500ml
| Bottles with caps (250mL) | 1
| Dimethyl sulphoxide for freezing cell | 500g
| Dichloran glycerol agar (DG-18) | Bottle
| D-Cylcoserine solution | 1mL
| Count plate, Lactic acid | 200/Pkt
| Count plate, E. coli/Coliform | 200/Pkt
| Tris-Hydrochloride buffer | 500mL
| Trypan blue (Direct blue 14) for counting cell | Bottle
| Count plate, Salmonella | 200/Pkt
| Xanthydol reagent | 500g
| Viscosity standard (Silicon oil): 5 - 1000 mPass | Bottle
| Colony counter: Automatic; Mounted all-in-one PC with OS :Windows 10 or above; High Definition CCD Colour Camera of resolution at least 1.2 megapixels, focal length: f/1.2 to f/2.8 lens; at least 28x zoom; Automatic LED Lighting , Multi-array (computer controlled) sytem at the top and bottom; High Definition lens ; Smallest detectable colony : ≤ 50 microns or 0.05mm; Atleast 3 channel (red, green, blue) capture for colour images; must hold petri dish/film/plate/membrane/pads of size : Ø 55 mm to Ø 90 mm; Measurement modes: Colony counting and zone measurements; Count modes: Separation of touching colonies, exclusion areas, colour mode, shape mode and size mode ; USB port; Power Supply : 230V ± 6% , 50 Hz ± 1 % ; Power cord with 3 round pin top | Set
| Vitamin B12 | 500g
| Yeast extract, Peptone dextrose | 500g
| Polished stainless steel basket (200mm d*200mm h): Produced from high grade stainless steel, round shaped with handles to carry, autoclaveable, Rust free and resisitance to chemicals. | 1
| Cysteine | 5g
| Cetrimide agar | 500mL
| Heating and stirring module: Ceramic hotplate; Max. hotplate temperature: +450�C; Magnetic stirrer; Max. stirring capacity: 10-30L; Max. stirrer speed: 2000RPM; Power supply: AC 220-230V, 50-60Hz; Power cord with 3 round pin top | Set
| Yeast extract | 500g
| Hot plate with magnetic stirrer: White ceramic work surface; Capacity: 10L; Digital controlled; Temperature 50 - 360°C; Max. stirrer speed: 2000RPM; Power adapter; Power supply: AC 220-240V, 50Hz; Power cord with 3 round pin top | Set
| Count plate, Listeria | 200/Pkt
| Tryptophan | 500g
| Tryptose sulphite cycloserine agar | 1L
| Toluene | Bottle
| Tyrosine | Bottle
| Tryptone soya agar | 500g
| Tryptone bile agar, Cyclohexa ammonium salt | Bottle
| Tri-ethanolamine | 500g
| Tri-sodiumphosphate dodecahydrate (Na3PO4.12H2O) Plastic bottle | Bottle
| Proline | 5g
| Dimethylformamide | 500g
| Food/beverge sample collection bag (ploypropylene, thickness 200-250mil, sterile, 450 x 600mm) | 500pcs/Pkt
| Pepsin | 500g
| Osmophilic diluent, Glucose 30% with pepton e0.1% | 500g
| N,N Dimethylformide | 500mL
| Modified eagles medium, Dulbecco�s | 500mL
| Rabbit plasma, Dehydrated | Bottle
| Broth base, Listeria enrichment | 500g
| Clostrodum selective media + all supplements | 500g
| Viscosity signal processor Compatible to all type of hydramotion viscosity sensors; Display all measured and calculated variables, line viscosity, corrected viscosity and temperature; Analog input 3 x 4 -20mA for Pt100 RTD temperature, density and pressure; Analog output 3 x 4-20mA and digital output 485 Modbus serial link; USB output; Data capture with Visco Link data viewing and logging software; Power Supply : 230V ± 6% , 50 Hz ± 1 % ; Power cord with 3 round pin top | Set
| Modified agar, Brilliant green | Bottle
| Agar, Listeria selective | 500g
| Buffer peptone water | 500g
| Methionine | 10g
| Thiosulfate citrate bile salts sucrose agar | 500g
| Vitamin B1 reagent kit, HPLC analysis, Whole blood: Containing mobile phase (100mL), Mobile phase 10x (1000mL), Extraction buffer (10mL), Precipitation buffer (30mL), Derivatisation reagent 1 lyophilized (5 x 0.3mL), Internal standard, Derivatisation reagent 2 (20mL), Stabilization buffer (10mL), Neutralization buffer (10mL), Vitamin B1/B2 whole blood calibrator standard (5 x 1mL), Amber coloured reaction vial (100 pcs), HPLC column B1/B2 (1pc), Vitamin B1/B2 whole blood control (Level-I, 5 x 2mL), Vitamin B1/B2 whole blood control (Level-II, 5 x 2mL) | 100/pkt
| Lysozyme Solution (50 mg/mL), PCR grade, enzyme for cell lysis | 0.5ml/vial
| Suplhamezathine | 2mL
| Mineral modified glutamate agar | 500g
| TC-SMAC medium | 500g
| Litmus solution | Bottle
| Acetylacetone | 500ml
| Lysozyme solution, pH 4.7 +/- 0.2, 50mg/mL | Vial
| Vitamin B2 reagent kit, HPLC analysis, Whole blood: Containing Mobile phase (100mL), Mobile phase 10x (1000mL), Internal standard, Extraction buffer (10mL), Precipitation buffer (30mL), Derivatisation reagent 1 lyophilized (5 x 0.3mL), Derivatisation reagent 2 (20mL), Stabilization buffer (10mL), Neutralization buffer (10mL), Vitamin B1/B2 whole blood calibrator standard (5 x 1mL), amber colored Reaction vial (100 pcs), HPLC column B1/B2 (1pc), Vitamin B1/B2 whole blood control (Level-I, 5 x 2mL), Vitamin B1/B2 whole blood control (Level-II, 5 x 2mL) | 100/pkt
| Count plate, Coliform | 200/Pkt
| Pipette tip, ClipTip, Filtered 50µL, Compatible for use with thermofisher repetitive micropitte | 100/Pkt
| Streptavidin-POD conjugate, Lyophilized; Covalently coupled to horseradish peroxidase | 500U
| Lactose sulphite medium | 100g
| Lactose gelatin medium | Bottle
| L-Glutamine, 200 mM, 100x | 100mL
| Culture media bottle 2500mL, Clear Duran glass | Piece
| Crucible tong 3.8cm diameter | Piece
| Isoleucine | Bottle
| Leucine | 5g
| Enhanced chemiluminescence, Sufficient for detection of 2000cm2 of membrane: 125mL detection reagent 1 (Colourless), 125mL detection reagent 2 (Colourless) | Kit
| Isonicotinic acid | Bottle
| Densitometer Range 0.3-2.0 McFarland units; Adaptor and set of McFarland stds; Certifications: CE, FDA, ISO, IEC or equivalent standards; Operational environmental conditions: Temperature 5-40oC; Relative humidity: 4 to <90%; Altitude 200-3000m; Atmospheric pressure 500-800mmHg; Power supply: AC 220-230V, 50-60Hz; Power cord with 3 round pin top; Appropriate voltage stabilizer | Set
| Horse serum, Free from brucella antibodies | 500g
| Glucuronic medium, Tryptone bile | 500g
| Glutamic acid | Bottle
| Formaldehyde solution, min. 37% GR for analysis stabilized with about 10% methanol ACS | Bottle
| Overhead stirrer With universal adapter; Individual adjustment: 20 - 100U/min; For 2 vessels; Universal adaptor for vessels from 50-160mm height; Power supply: AC 220-230V, 50-60Hz; Power cord with 3 round pin top | Set
| Pipette tip, ClipTip, Filtered 100µL, Compatible for use with thermofisher repetitive micropitte | 100/Pkt
| Modified tryptone soya base | 500g
| Yeast extract | 500g
| Vitamin B2 reagent kit, HPLC analysis, Whole blood: Containing Mobile phase (100mL), Mobile phase 10x (1000mL), Internal standard, Extraction buffer (10mL), Precipitation buffer (30mL), Derivatisation reagent 1 lyophilized (5 x 0.3mL), Derivatisation reagent 2 (20mL), Stabilization buffer (10mL), Neutralization buffer (10mL), Vitamin B1/B2 whole blood calibrator standard (5 x 1mL), amber colored Reaction vial (100 pcs), HPLC column B1/B2 (1pc), Vitamin B1/B2 whole blood control (Level-I, 5 x 2mL), Vitamin B1/B2 whole blood control (Level-II, 5 x 2mL) | 100/pkt
| Vitamin B1 reagent kit, HPLC analysis, Whole blood: Containing mobile phase (100mL), Mobile phase 10x (1000mL), Extraction buffer (10mL), Precipitation buffer (30mL), Derivatisation reagent 1 lyophilized (5 x 0.3mL), Internal standard, Derivatisation reagent 2 (20mL), Stabilization buffer (10mL), Neutralization buffer (10mL), Vitamin B1/B2 whole blood calibrator standard (5 x 1mL), Amber coloured reaction vial (100 pcs), HPLC column B1/B2 (1pc), Vitamin B1/B2 whole blood control (Level-I, 5 x 2mL), Vitamin B1/B2 whole blood control (Level-II, 5 x 2mL) | 100/pkt
| Salt iodine test kit: Analytical principle: semi quantitative detection of iodine as potassium iodate in table salt samples based on titration method. Detection range: 1.0-12.5mg/L of sample; Accuracy : more than 75% at 95% CI. Assaying temperature range: 20-30 degree Celsius; Minimum shelf life of at least 12 years | Kit
| Quinhydrone | 500g
| Pipette tip, ClipTip, Non-filtered 200µL, Compatible for use with thermofisher repetitive micropitte | 100/Pkt
| Pvu II restriction enzyme, Not CpG methylation-sensitive, Not dam methylation-sensitive, Not dcm methylation-sensitive (10U/µL) | 100ml
| Blender: 2x speed 18000-22000RPM; Capacity 1L; Heat resistant glass beakers; With motor, cutter head, beaker and lid; Power supply: 220-240V, 50Hz; Power cord with 3 round pin top | Set
| Spiral plater: Plating modes: Exponential and circle; Compatible with petri dish dia. 90mm with preset dispensed volumes: 50 or 100µL; Counting range: approx.300 - 1.3 x 10^5 CFU/mL; Exponential mode: 4 dilutions logs on dia. 90mm petri dish; Volumes accuracy: +/-0.5 %; Syringe capacity: 1000µL; Plating capacity with the same sample: up to 20 petri dishes (50µL); Multi-use; Autoclavable stylus; Cleaning and disinfection of the stylus by Overflow technology; Pression: up to 8 bars; Automatic disinfection program; Approved disinfectants: bleach 1 to 2% active chlorine or 70% ethanol; Security detection in case of lack of disinfection liquid; Disinfectant autonomy (in normal mode): 1000 cycles (2L bottles); Distilled water autonomy: 600 cycles (2L bottles); Microprocessor controlled; Test key for checking plating volumes (volumetric volumes); Sample intake possible in 0.5/1.5/2mL beaker; Power Supply : 230V ± 6% , 50 Hz ± 1 % ; Power cord with 3 round pin top | Set
| Pipette tip, ClipTip, Non-filtered 500µL, Compatible for use with thermofisher repetitive micropitte | 100/Pkt
| Iodine flask | Piece
| Pipette tip, ClipTip, Non-filtered 1000µL, Compatible for use with thermofisher repetitive micropitte | 100/Pkt
| Large capacity hot plate analogue | 1
| Filling station 1000mL Sterile, Dropping funnel with pressure compensation; PTFE plug, made of borosilicate glass with graduation; Cylindrical; With pressure compensation tube, NS core, NS sleeve and cock plug with threaded safety device; Certificates: Din 12567, ISO 4800; Power supply: AC 220-230V, 50-60Hz; Power cord with 3 round pin top | Set
| MKTTn base | Bottle
| Triheneicosanion (C21:0 TAG) Internal Standard, 99 % purity | set
| vitamin D precicontrol (1x6ml), vitamin D total (100test/pkt), vitamin D total calset (4x1ml) | kit
| Denhardts solution (50x), 1% Ficoll (type 400), 1% polyvinylpyrrolidone and 1% bovine serum albumin, Sterile and filtered | 100mL
| Trypsin (1:250) for trypsin solution | 500g
| Assay kit, Vitamin D | Kit
| Precision weighing balance ( weighing capacity upto 2000g) | 1
| Test kit, Pentothenic acid | Kit
| Test kit, Biotin | Kit
| Starch | 250g
| FSNRL-Reagent | Section header
| Brix Refractometer: Portable ; LCD display with touch screen; Programmable user scale; Light source : LED lamp; Measurement range: Refractive index 1.26 - 1.70, Brix 0 - 95%; Min. indication: Refractive index 0.0001, Brix 0.01%, Temp 0.01°C; Measurement accuracy: Refractive index 0.0001; Measurement temp with automatic temperature compensation: 10°C to 75°C; Temp. accuracy: ± 0.05°C; Temp. controller: Inbuilt Peltier Thermo-module; Self-diagnosis scale: Detect irregularities with intensity of light; Operational Environmental conditions: Temperature (+5 to +40) deg Celsius ,Relative Humidity ( 4 to < 90)%, Altitude ( 200 to 3000 ) mtrs, Atmospheric Pressure (500 to 800) mmHg; Battery operated | Set
| Sheep blood agar, Defribinated | 500g
| HPLC fluorescence detector: Multisignal fluorescence with rapid on line scanning capabilities and spectral data analysis; Programmable user scale; One signal wavelength (excitation and emission); Light source: Xenon flash lamp, Normal mode 20W, Economy mode 5W; Single wavelength operation: RAMAN (H2O) > 500; Ex=350nm, Em=397nm, Dark value 450nm, standard flow cell; RAMAN (H2O) > 3000, Ex=350nm, Em=397nm, Dark value 450nm, Standard flow cell; Pulse frequency 296Hz for single signal mode, 74Hz for economy mode, Excitation monochromator; Range: Settable 200 - 1200nm and zero-order; Bandwidth: 20nm (fixed); Monochromator: Concave holographic grating, F/1.6, Blaze: 300nm; Emission monochromator, Range: Settable 200nm - 1200nm and zero-order; Bandwidth: 20nm (fixed), Monochromator: Concave holographic, grating, F/1.6, blaze: 400nm | set
| Moisture content analyser: Readability: 1mg; Capacity: 50g; Sample: 3-10g; Heating time: 0-99min; Working temperature: 10-40°C; Heating temp.: 50-180°C; Moisture: 0-100%; Heating: Halogen; Power Supply : 230V ± 6% , 50 Hz ± 1 % ; Power cord with 3 round pin top | Set
| Replicate organism direct agar counting (RODAC) plate | 500g
| Kjeldahl protein analyzer, Automatic Corrosion-resistant technopolymer structure; LCD colour touch screen display; Time related to start for Devarda alloy analysis: 0-99min; Protocol library: at least 55 methods with pre-installed and customization options; Reproducibility (RSD): = 1 %; Recovery: = 99.5 % at nitrogen levels between 1 and 200 mg N; Detection limit: = 0.1 mg N; Analysis time: < 10 minutes (including titration); Automatic options for Sodium hydroxide addition, Water addition, Boric acid; Distillation and titration residues removal: automatic, semi-automatic; Steam flow regulation: 10-100 % | Set
| Red gel | Vial
| Biosafety cabinet, Class 2 Type B1 With base console stand/wheels; Exhaust HEPA filter; Standard inflow velocity 105fpm (0.53m/s); Viewing window: Standard safety plate sliding glass; Face velocity: > 100fpm; Light intensity > 800lux; Noise level <70 dBA; UV germicidal lamp intensity >40 microwatt/sq.cm; Main body, side and rear panel: Electrogalvanized Steel or Mild Steel, oven baked epoxy powder coated finish; Individual switches and indicator lamps for blower motor, florescent lamp and UV lamp; Tested and comply with the following requirements (at site): Down flow velocity and volume test; Inflow velocity test; Airflow smoke pattern test; HEPA filter leakage test; Cabinet leakage test; Electrical leakage: Ground circuit resistance and polarity test; Lighting intensity test; Vibration test; Noise level test; UV lamp intensity test; Alarms and indicators test; Calibrated differential pressure gauge; Certifications: CE, FDA, ISO, IEC or equivalent standards; Operational environmental conditions: Temperature 5-40oC; Relative humidity: 4 to <90%; Altitude 200-3000m; Atmospheric pressure 500-800mmHg; Power supply: AC 220-230V, 50-60Hz; Power cord with 3 round pin top; Appropriate voltage stabilizer Accessories: HEPA filter (1 no.); Prefilters (2 nos.) | Set
Equipment (FSNRL)
| Spiral plater: Plating modes: Exponential and circle; Compatible with petridish dia. 90mm with preset dispensed volumes: 50 or 100µL; Counting range: 300 - 1.3 x 105CFU/mL; Exponential mode: 4 dilutions logs on dia. 90mm petri dish; Volumes accuracy: +/-0.5 %; Syringe capacity: 1000µL; Plating capacity with the same sample: up to 20 petri dishes (50µL); Multi-use; Autoclavable stylus; Cleaning and disinfection of the stylus by Overflow technology; Pression: up to 8 bars; Automatic disinfection program; Approved disinfectants: bleach 1 to 2% active chlorine or 70% ethanol; Security detection in case of lack of disinfection liquid; Disinfectant autonomy (in normal mode): 1000 cycles (2L bottles); Distilled water autonomy: 600 cycles (2L bottles); Microprocessor controlled; Test key for checking plating volumes (volumetric volumes); Sample intake possible in 0.5/1.5/2mL beaker; Power supply: AC 220-230V, 50-60Hz; Power cord with 3 round pin top | Set
| Laboratory Blender: Two speed control :i) approx.18000 and ii) approx.22000 RPM; Capacity 1L; Stainless steel Jar with handle and at least two sturdy lids; With durable motor and cutting blades (2Nos.); 60 secs timer controlled; Power Supply : 230V ± 6% , 50 Hz ± 1 % ; Power cord with 3 round pin top | Set
| D-Glucose, Analytical grade | 1mL
| Smoke sticks starter kit with rubber ball pump, rubber caps, smoke tubes, tube opener | 10/Pkt
| Nitrocellulose membrane, Protein binding capacity of 80 to 100�g/cm2, Pore sizes of 0.1, 0.2 or 0.45�m | Piece
| Agar base, Cephalothin sodium fusidate cetrimide | Bottle
| Agar base, Urea | Bottle
| Mixer, Vortex (Orbital) Speed: 0 - 2500RPM; Wattage: 60W; Speed display: Analog; Run type : Continuous /touch operation; Power supply: AC 220-230V, 50-60Hz; Power cord with 3 round pin top | Set
| Count plate, S. aureus | 200/Pkt
| Motor grinder mill: Max. rotational speed: 6000RPM; Motor horsepower: 1000W;Power Supply : 230V ± 6% , 50 Hz ± 1 % ; Power cord with 3 round pin top | Set
| Assay kit, Calcium | Kit
| Filling station 250mL Sterile, Dropping funnel with pressure compensation; PTFE plug, made of borosilicate glass with graduation; Cylindrical; With pressure compensation tube, NS core, NS sleeve and cock plug with threaded safety device; Certificates: Din 12567, ISO 4800; Power supply: AC 220-230V, 50-60Hz; Power cord with 3 round pin top | Set
| Assay kit, Thiamine | Kit
| Assay kit, Riboflavin | Kit
| Assay kit, Iodine (Urine) | Kit
| Count plate, Enterobacteriaceae | 200/Pkt
| Assay kit, Vitamin B | Kit
| Count plate, Aerobic, E. coli | 200/Pkt
| Digital Calliper (resolution of 0.01mm) | 1
| Colony counter | 1
| Magnetic Beeds/Followers (10mm) | 1
| Scoop 250mL, Polypropylene for food sampling | 10/Pkt
| Scoop 100mL, Polypropylene for food sampling | 10/Pkt
| Scoop 500mL, Polypropylene for food sampling | 10/Pkt
| Scoop 50mL, Polypropylene for food sampling | 10/Pkt
| Viscocity meter** : General purpose measurement of viscosity,Measuring range 0-10.000 cP (mPa-s), Complete Measuring range up to 100.000 P (Pa-s), Mounting with flange, thread, hygienic clamp or hygienic RJT UnionTemperature range -40 degC to 150 degC, No moving parts, High accuracy and repeatability | 1
| Digital Single channel micropipette (100 to 1000uL): Compatible with universal micropipette, High precision within +/- .8% and accuracy within +/-1.5 %. Include battery/ charging adaptor with compatibility to 220V, 50/60 Hz power supply. | Piece
| Cefaloridine | Bottle
| Exposure cassette, 24 x 30cm: Material: ABS body and tray; TPE corners; Polypropylene shutter; Fleece inner lining; Backscatter protection: 150lead | Set
| Moisture analyser Max. capacity: 120g; Drying programs: Standard, Rapid; Temperature increments: 1°C; Switch-off criteria: 5 freely definable (1-10mg/5-300s), Freely Definable (% Weight Loss/s); Timed | Set
| Pertidish transport rack | 1
| Conductivity meters with accessories ( hand held ): Range (Conductivity) 0.001 µS/cm to 3000 mS/cm. Resolution (Conductivity) 0.001 μS minimum, auto ranging up to 4 significant digits. Accuracy (Conductivity) 0.5% of reading ±1 digit > 3 μS; 0.5% of reading ±0.01 μS ≤ 3 μS. Range (TDS) 0.001 to 200.0 ppm. Resolution (TDS) 0.001 ppm minimum, auto ranging up to 4 significant digits. Accuracy (TDS) 0.5% of reading ±1 digit. TDS Factor Range Linear (0.02 to 9.99). Range (Salinity) 0.06 to 80.00 psu, 0.05 to 42.00 ppt. Resolution (Salinity) 0.01 psu or 0.01 ppt minimum, auto ranging. Accuracy (Salinity) 0.5% of reading ±1 digit. Salinity Measurement Modes Practical salinity (psu) or natural sea water (ppt). Range (Resistivity) 2 ohm to 100.0 meg-ohm. Resolution (Resistivity) 1 ohm or 0.1 meg-ohm, auto ranging. Accuracy (Resistivity) 0.5% of reading ±1 digit. Cell Constant 0.001 to 199.9cm-1. Compatible Probes 2-cell or 4-cell conductivity sensors with built-in temperature. Temperature Compensation Linear, nLFn (non-linear ultra pure water), nLFu (non-linear ultra pure degassed water), EP (off with warning) or off Temperature (Metric) Reference 5, 10, 15, 20, 25°C. Calibration Conductivity with calibration editing option and temperature. Range (Temperature) -5.0° to 105.0° C, 22.0° to 221.0° F. Resolution (Temperature) 0.1°C, 0.1°F. Accuracy (Temperature) ±0.1°C. Temperature Selection Manual or automatic with ATC temperature probe. Temperature Probe Calibration 1 point temperature offset calibration. Channels 4 - customizable with modules. Display Type Color graphic LCD with user-customizable options. Backlight Option Yes Keypad Numeric with menu-specific function keys and dual purpose scroll/shortcut keys. Measurement Modes Conductivity, TDS, salinity or resistivity with temperature. Stability Selectable fast, medium, slow or Smart Stability setting; Selectable off or Automatic Smart averaging setting. Data Management Details Transfer single, range or all data points to printer or computer. Data Points 2000 with date and time stamp. Log Function Type Automatic data logging with Auto-Read, Timed and Single Shot measure modes; manual data logging with Continuous measure mode. Memory Non-volatile memory preserves data log, calibration log and meter settings. Alarm Output Set point alarm, high/low limit alarm, calibration due alarm. Methods 10 per channel. Languages English, Spanish, French, Italian, German, Chinese, Portuguese and Korean. Inputs 8 pin MiniDIN (conductivity sensor with built-in temperature), two stirrer inputs (stirrer probe). Outputs USB (2), RS232. Probe Type Conductivity sensor, stirrer probe (includes 013005MD Orion DuraProbe 4-cell conductivity sensor). Power Supply Universal AC adapter (included). AC Adapter Universal 50-60 Hz, 100-240 VAC power adapter (Cat. No. STARA-PWR). IP Rating IP-54. Certifications/Compliance CE, TUV 3-1, FCC Class A. Temperature (English) Operating 41° to 113°F (ambient). Temperature (Metric) Operating 5° to 45° C (ambient). Relative Humidity Range 5 to 85 %, non-condensing. Dimensions (L x W x H) 28cm x 24cm x 10cm (11 in. x 9.5 in. x 3.9 in.), modules add ≤ 2cm (0.8 in.) L & H. Weight (English) 2.5 lb., modules add 0.5 lb. each Weight (Metric) 1.2kg, modules add 0.2kg each Calibration Points (Conductivity) Up to 6 | 1
| Orbital shaker with digital rpm and temperature control : platform size to accept minimum of 15kg samples, variables speed of 10-500rpm, operable temperature of 0-60 degree celsius, power supply 220V/50Hz | 1
| Moisture analyser | 1
| Homogenizer, Handheld: Liquid sample size: 0.05-250mL; Width: 55 - 60mm; Speed: 0 - 25,000RPM;Type: Drive unit; Length: max. 60mm; stainless steel probe; Temperature: 0-50°C;Power Supply : 230V ± 6% , 50 Hz ± 1 % ; Power cord with 3 round pin top | Set
| Shaking incubators | 1
| Air sampler : Material: Anodized aluminum, Nominal Airflow: 100 liters / min. + 2.5%, Sampling Volumes: 50, 100, 250, 500, 1000 liters, Running time: 5-10 hours, Battery pack for portable use with minimum of 10 years warranty, Motor : 5-10V, Recharge Power supply: 220V/50W. | 1
| Benchtop microcentrifuge | 500g/Bottle
| Cycloserine | 25g
| ---- ATP bioluminescence luminometer, Handheld with test swabs; portable and sturdy design; removable reader; Automatic calibration and self check; Measures emitted light when ATP is produced by micro-organism present in food, water or environment; AA battery operated | Set
| Kjeldahl protein analyzer, Automated: Corrosion-resistant technopolymer structure; LCD/LED colour touch screen display; Time related to start for Devarda alloy analysis: 0-99min; Protocol library: at least 55 methods with pre-installed and customization options; Reproducibility (RSD): = 1 %; Recovery: = 99 % at nitrogen levels between 1 and 200 mg N; Detection limit: = 0.1 mg N; Analysis time: < 10 minutes (including titration); Auto -sample loader with atleast 20 sample positions; Automatic tritation vessel washing; Automatic options for Sodium hydroxide addition, Water addition, Boric acid; low water consumption; Alarms for low level of water, reagents, incorrect tube positioning, amongst others; Distillation and titration residues removal; Steam generator with flow regulation: 10-100 %, overheat cutoff ; Operational Environmental conditions: Temperature (+5 to +40) deg Celsius ,Relative Humidity ( 4 to < 90)%, Altitude ( 200 to 3000 ) mtrs, Atmospheric Pressure (500 to 800) mmHg; Power Supply : 230V ± 6% , 50 Hz ± 1 % ; Power cord with 3 round pin top | Set
| Ultrasonic disintegrator | 1
| Incubator with orbital shaking: Temperature range: Adjustable from 5 °C to 60°C ±2˚C; Load bearing capacity: Min. 10kg; Orbit: 10mm, Speed range: 30 - 300RPM; Wattage: max. 500W; Capacity: Approx.50 L; Power Supply : 230V ± 6% , 50 Hz ± 1 % ; Power cord with 3 round pin top | Set
| Magnetic Beeds/Followers (50mm) | 1
| Handheld homogenizer with 100W or more drive system | 1
| Electric hygrometer : hand held, humidity measuring capability of 10-90RH%, resolution 0.01RH%, accuracy and precision within +/-2%, temperature range of 0-50 degree celsius, fast response time of < 2 minutes, charging adapter with rechargeable battery compatible to power supply of 220V/50Hz. | 1
| Bottles with caps (1000mL) | 1
| Receptor destroying enzyme II | 5g
| Viscosity Signal Processor**: Compatible to all type of Hydramotion viscosity sensors, displays all measured and calculated variables, line viscosity, corrected viscosity and temperature, Analog input 3 x 4-20 mA for Pt100 RTD Temperature, density and pressure. Analog output 3 x 4-20 mA and digital output 485 Modbus serial link Optional USB output, Data capture with ViscoLink data viewing and logging software. | 1
| Sheared salmon sperm DNA, 10mg/mL | 10/Pkt
| Agar base, Baird parker | 500g
| Sampling scoop, 25mL | Piece
| Colony counter Light shield; Integral camera and lens; Mounted all-in-one PC; Camera: at least 1.4m pixel scientific grade CCD camera; USB integral camera with f1.2 lens; Smallest detectable colony, 43 microns; 3 channel capture for colour images; Lighting: Unique 3 channel (red, green, blue), LED lighting, Multi-array LED lighting (computer controlled), Lower lighting with upper reflective lighting for all applications; Touch screen panel PC; Measurement modes: Colony counting and zone measurements; Count modes: Separation of touching colonies, exclusion areas, colour mode, shape mode, size mode and compatible with latest widow operating system; Power supply: AC 220-230V, 50-60Hz; Power cord with 3 round pin top | Set
| ATP surface test swab | 250/Pkt
| Face mask, Surgical with ear loop, Sterile | 100/Pkt
| Heating and stirring module (3 blocks) | 1
| Turbidity meter | 1
| Assay kit, Vitamin C | Kit
| Nitrocellulose membrane, Protein binding capacity of 80 to 100µg/cm2, Pore sizes of 0.1, 0.2 or 0.45µm | Packet
| Amphotericin B, Fungizone 250�g/mL for medium maintenance | 20mL
| Alkaline peptone water | 500g
| Agar base, Middlebrook 7H10 For use with Tween 80 or Glycerol and Middlebrook OADC enrichment | 500g
| Agar powder | 500g
| Agar base, Modified, Campylobacter, Blood free selective | Bottle
| Acrylamide/ bis-acrylamide | 500mL
| Agar base, Brucella | 500g
| Scoop 25mL, Polypropylene for food sampling | 10/Pkt
| Electronic multi-channel micropipette (8-channel 0.5 to 12.5µL): Compatible with universal micropipette tips, high precision within +/- .8% and accuracy within +/-1.5%. Include battery/ charging adaptor with compatibility to 220V, 50/60 Hz power supply. | 1
| Calliper, Digital 150mm; Metric; Accuracy, +/-0.02mm, Resolution, 0.01mm | Set
| Retinol | Bottle
| Label printers with ribbons | 1
| Pipette tip, ClipTip, Filtered 1000µL, Compatible for use with thermofisher repetitive micropitte | 100/Pkt
| Pipette tip, ClipTip, Filtered 20µL, Compatible for use with thermofisher repetitive micropitte | 100/Pkt
| Antimicrobial resistance research panel | set
| Refractometer: LCD display with touch screen; Programmable user scale; Light source : LED lamp; Measurement range: Refractive index 1.26 - 1.70, Brix 0 - 95%; Min. indication: Refractive index 0.0001 (0.0001), Brix 0.01% (0.1%), Temp0.01°C; Measurement accuracy: Refractive index 0.0001; Measurement temp.: 10 - 75°C; Temp. accuracy: 0.05°C; Ambient Temp.: 10 - 40°C; Temp. controller: Built-in Peltier Thermo-module; Output: Printer and PC ( RS-232 port), Computer-USB; Printer: Dot matrix printer (ordinary Paper); Self-diagnosis scale: Detect irregularities with intensity of light; Power supply: AC 220-230V, 50-60Hz; Power cord with 3 round pin top; Appropriate voltage stabilizer | Set
| Skirrow agar | Bottle
| Motor grinder mill: Max. rotational speed: 6000RPM; Motor horsepower: 1000W; Power supply: AC 220-230V, 50-60Hz; Power cord with 3 round pin top | Set
| Test kit, Zinc | Kit
| Test kit, Folate and folic acid | Kit
| Surface testing swab, ATP bioluminiscence with self contained liquid reagents | 100/Pkt
| Test kit, Selenium | Kit
| Thioacetamide glycerin base | Bottle
| Pipette tip, ClipTip, Filtered 300µL, Compatible for use with thermofisher repetitive micropitte | 100/Pkt
| Threonine | 500g
| Tryptone | 500g
| Valine | Bottle
| Fumehood : Mobile and ductless with minimum dimension of 1000*600*1200 (l*b*h) air velocity of 0.5m/s or above, filters graded to use for polyvalent and organic acids,work surface must be constructed using tempered glass, all accessories required for the function must be included, power 220V/50Hz. | 1
| Reducing adapter Size 13 for 50mL tubes | Set
| Automatic Bunsen Burner (Preferably FireBoy) : compaby sensorstible with natural or butane gas, ignition by touch or hand-free sensor based. | 1
| ATP bioluminiscence luminometer, Handheld with test swabs; portable reader; Automatic calibration and self check; Measures light emitted when ATP in food and water | Set
| Iodine | 500g
| Spiral plater | 500g/Bottle
| Disintegrator, Ultrasonic Fixed stand; Power: ≤200W; Volume: 0.1 - 2000mL; Pulse range: 0 - 100%; Flow rate; 20 to 200mL/min; Operating frequency: 24kHz; Power Supply : 230V ± 6% , 50 Hz ± 1 % ; Power cord with 3 round pin top | Set
| Disintegrator, Ultrasonic Fixed stand; Power: 200W; Volume: 0.1 - 2000mL; Pulse range: 0 - 100%; Operating frequency: 24kHz; Power supply: AC 220-230V, 50-60Hz; Power cord with 3 round pin top | Set
| Polyvinylidene difluoride (PVDF) membrane, Protein binding capacity of 170 to 200�g/cm2, Pore sizes of 0.1, 0.2 or 0.45�m | Packet
| Agar, Cystine- lactose- and electrolyte deficient | 500g
| Polished stainless steel basket (200mm*200mm*200mm): Produced from high grade stainless steel, square shaped with handles to carry, autoclaveable, Rust free and resisitance to chemicals. | 1
| Digital Single channel micropipette (1 to 10uL): Compatible with universal micropipette, High precision of +/- .8% and accuracy of +/-1.5%. Include battery/ charging adaptor with compatibility to 220V, 50/60 Hz power supply | Piece
| Contact plates | 500g
| Urinary iodine assay kit | Kit
| Malt extract agar | 500g
| Homogenizer, Handheld: Sample size: 0.05-250mL; Width: 55 - 60mm; Speed: 0 - 25,000RPM; Type: Drive unit; Length: max. 60mm; Temperature: 0-50°C; Power supply: AC 220-230V, 50-60Hz; Power cord with 3 round pin top | Set
| Electronic multi-channel micropipette (8-channel 20 to 1000µL): compatible with universal micropipette tips, High precision within +/- .8% and accuracy within +/-1.5% Include battery/ charging adaptor with compatibility to 220V, 50/60 Hz power supply. | 1
FOOD SAFETY AND NUTRITION RESEARCH LABORATORY (Amino Acids) | Valine | 100g/Bottle
| Cysteine | 100g/Bottle
| Glycine | 100g/Bottle
| Aspartic acid | 100g/Bottle
| Tyrosine | 100g/Bottle
| Methionine | 100g/Bottle
| Isoleucine | 100g/Bottle
| Histidine | 100g/Bottle
| Asparagine | 100g/Bottle
| Agar | 500g/Bottle
| Glutamic acid | 100g/Bottle
| Proline | 100g/Bottle
| Arginine | 100g/Bottle
| Phenylalanine | 100g/Bottle
| Serine | 100g/Bottle
| Leucine | 100g/Bottle
| Alanine | 100g/Bottle
| Threonine | 100g/Bottle
| Tryptophan | 100g/Bottle
| Lysine | 100g/Bottle
| Glutamine | 100g/Bottle
FOOD SAFETY AND NUTRITION RESEARCH LABORATORY (Consumables) | Microcentrifuge tube (1.5mL) | 1000/pack
| Biohazard bag holders for autoclaveable HDPE bags | 1 nos/pack
| Sterile polyethylene bags (500ml) with seal | 100 nos/Pack
| Centrifuge tubes, conical with cap (20 mL) | 500/pack
| Sterile polyethylene bags (120ml) with seal | 100 nos/Pack
| Polypropylene Microcentrifuge tuberacks (100 wells) | 10/pack
| Centrifuge tubes, conical with cap (50 mL) | 500/pack
| Universal Micropipette tips without barriers and nonsterile | 10000/case
| Membrane filters with black background and white grids | 150/box
| Polystyrene foam Microcentrifuge tuberacks (100 wells) | 10/pack
| ATP bioluminiscence surface testing swabs (from Hygienia) with self contained liquid reagents | 100/Box
| Ph buffers (4.0, 7.0, 9.1, 10.0) | 1 set
| Viscosity standard (preferably silicon oil)/ ranges from 5-1000 mPass range | 1set/pack
| Centrifuge tubes, conical with cap (10 mL) | 500/pack
| Centrifuge tubes, conical with cap (2 mL) | 500/pack
| pH and Chlorine comparator | Set
FOOD SAFETY AND NUTRITION RESEARCH LABORATORY (General Supplies) | polypropylene scoop for food sampling (25mL) | 10nos/pack
| polypropylene scoop for food sampling (500mL) | 10nos/pack
| polypropylene scoop for food sampling (100mL) | 10nos/pack
| polypropylene scoop for food sampling (50mL) | 10nos/pack
| polypropylene scoop for food sampling (1000mL) | 5nos/pack
| polypropylene scoop for food sampling (250mL) | 10nos/pack
| Cyclohexamide | 5g/Pack
| D-glucose (Analytical grade) | 25g/Bottle
| Acetic acid | 500mL/Bottle
| Yeast Extract | 1Kg/bottle
| Cetyltrimethyl ammonium bromide | 100g/bottle
| 4-methylumbelliferyl B-d glucinide (MUG) | 5VL/pack
| Cycloserine | 5g/bottle
| Nalidixic acid | 25g/Bottle
| Bacitracin | 250KU/Pack
| 5-amino 2-napthalene sulphonic acid | 100g/bottle
| Glycerol laboratory grade | 4L/bottle
| Polymexin B | 10MU/Pack
| Sulphanilic acid | 25g/Bottle
| Cefaloridine | 500mL/Bottle
| Vancomycin supplement | 5VL/pack
| Potassium tellurite | 50g/bottle
| Nystatin | 5MU/Pack
| Fucidine | 5g/Pack
General Devices | Graduated 1ml tansfer pipette, disposable, sterile, Non-pyrogenic polystyrene. Length (cm)-14.0, Stem diameter (mm)-4.7; overall cap-3.9; Bulb draw-2.2; Drops/ml-25; Graduated- 1ml; Individually packed | 500/pkts
| Reagent bottle, Glass 100mL | Piece
| Bottle brush, Erlenmeyer length 470mm | 5/Pkt
| Centrifuge tube, Conical with cap, Sterile, 50 mL: Clear polypropylene; Safely centrifugable to approximately 3200µg (50mL size) and 3500µg (50mL size) | 100/Pkt
| Mixer, Vortex (Orbital) Speed: 0 - 2500RPM; Wattage: 60W; Speed display: Analog; Run type : Continuous /touch operation; Power Supply : 230V ± 6% , 50 Hz ± 1 % ; Power cord with 3 round pin top; noise:<50dBA; Efficiency; minimum 85%. | Set
| Powder free Gloves, latex, sterile, size 6.5inch | 50 pairs/ pk
| Volumetric flask 50mL, Glass grade A | Piece
| Volumetric flask 500mL, Amber glass grade A | Piece
| Volumetric flask 7mL, Glass grade A | Piece
| Volumetric flask 30mL, Glass grade A | Piece
| Volumetric flask 200mL, Glass grade A | Piece
| Volumetric flask 3mL, Glass grade A | Piece
| Volumetric flask 25mL, Amber glass grade A | Piece
| Measuring cylinder 1000mL, 10mL graduated: Transparent PMP, tall form, Autoclavable, No meniscus, Chemically non-absorbent, Non-wetting surface, Excellent chemical resistance, To used with liquids up to 170°C, ISO 6706 | Piece
| Micro-pipette, Single channel; 1 - 10µL; Accuracy < 0.10 - 0.20; Precision < 0.03 - 0.06 | Set
| Volumetric flask 15mL, Glass grade A | Piece
| Mixer, Vortex (3000RPM) Speed: 500 - 3000RPM; Platform; Pop-off cup; Timer: Hands free 1-99 minutes or continuous; Pulse: ON/OFF 0.1 secs - 99 minutes; Power supply: AC 220-230V, 50-60Hz; Power cord with 3 round pin top | Set
| Bottle, HDPE 2000mL, Thick wall with wide mouth for extra-rugged duty, Leakproof | Piece
| Parafilm, -45 to +50°C temp. range, roll size: 4 in. x 125 ft | each
| Syringe 5mL, Sterile | 100/Pkt
| PCR tube with flat lid 0.2mL, DNA/RNA free | 500/pkt
| Incubator, Aerobic, 250L; Temperature range: min. 10°C above ambient up to +80°C; Control cockpit: Single display adaptive multifunctional digital PID-microprocessor controller with high-definition; Colour display; Adjustable fan speed, air flap position, programme time, time zones; Ventilation: Fan forced air circulation; SS interior, reinforced by deep drawn ribbing with integrated and protected large-area heating on four sides; Operational Environmental conditions: Temperature (+5 to +40) deg Celsius ,Relative Humidity ( 4 to < 90)%, Altitude ( 200 to 3000 ) mtrs, Atmospheric Pressure (500 to 800) mmHg ; Power Supply : 230V ± 6% , 50 Hz ± 1 % ; Power cord with 3 round pin top; noise:<50dBA; Efficiency; minimum 85%; Appropriate Voltage Stabilizer | Set
| Membrane filter 1000mL, 0.22µm PES, Disposable | Piece
| Calcium sulfate dihydrate | 500g/Pack
| Label film tape, Black on white writing 62mm x 5m | Piece
| Thermometer, Digital Measuring range -50 - +300°C; Accuracy +/-0.2°C (-50-+200°C), 0.3°C (rest meas. range); Resolution 0.1°C; Immersion/penetration probe with attached cable; Certificate of calibration and E-Block; Power supply: DC Alkaline batteries or coin batteries | Set
| Measuring cylinder 25mL, 0.5mL graduated: Glass A, Blue graduated, hexagonal foot and protective collar made of PP that can be slipped on easily, With batch identification, Autoclavable | Set
| Gloves, Heat resistant, Small | 10/Pkt
| pH indicator paper in reels | Piece
| pH indicator strip: pH from 6.5-10.0, Graduation 0.2 - 0.5 with colour indication and in tube | Set
| Laboratory refrigerator 500L: Temp. range: 2 - 8°C; Adjustable plastic steel wire floor; Double transparent outer glass door, with inert gases inside; Safety door latch and electricity-saving lamp; Power supply: AC 220-230V, 50-60Hz; Power cord with 3 round pin top | Set
| Laboratory refrigerator 1000 - 1100L: Temperature range: 2 - 8°C; Compressor; Fan cooling system; Power supply: AC 220-230V, 50-60Hz; Power cord with 3 round pin top; Appropriate voltage stabilizer | Set
| Label film tape, Black on white writing 29mm x 90.3mm | Piece
| Tube brush, length 300mm | 5/Pkt
| Volumetric flask 10mL, Glass grade A | Piece
| Measuring cylinder 500mL, 5mL graduated: Transparent PMP, tall form, Autoclavable, No meniscus, Chemically non-absorbent, Non-wetting surface, Excellent chemical resistance, To be used with liquids up to +170°C, ISO 6706 | Piece
| Gloves, Heat resistant, Medium | 10/Pkt
| Gloves, Chemical resistant PPE Cat. III, Large | 10/Pkt
| Bench guard 950 x 1500mm | 100/Pkt
| Biological Indicato; Used in steam sterilization in autoclave. Each unit is made up of a plastic container with cap. Growth is evident by either turbidity and/or a color change | 10/box
| Lio box, Grid 9x9 provided, Handle 81 sample tubes (1.5 or 2ml tube), Box dimension 13x13x5 cm | 1/Packet
| Gloves, Chemical resistant PPE Cat. III, Medium | 10/Pkt
| Hot plate with magnetic stirrer, 1L: White ceramic work surface; Digital controlled; Temperature 50 - 360°C; Max. stirrer speed: 2000RPM; Power adapter; Power supply: AC 220-240V, 50Hz; Power cord with 3 round pin top | Set
| Timer, Digital 10 hour timing range; With alarm, count-up, time-out function, and four-mode stopwatch; Digital display; Run on one C battery | Set
| Thermometer, Flexible Precision quick response thermometer; Range -65 to +199.9�C; Resolution 0.1�C; Accuracy: -65 to +199.9�C�0.5�C; Digital offset and scale adjustment for optimum precision; 9V battery type | Set
| Measuring cylinder 250mL, 1mL graduated: Glass A, Hexagonal foot and protective collar made of PP that can be slipped on easily, With batch identification, Autoclavable | Piece
| Disintegration basket; 6 tube assembly basket for veterinary bolus compatible with DT1000 disintegration apparatus | Set
| Reagent bottle 500mL, Borosilicate, Transparent colour, Narrow neck with stopper | Piece
| Erlenmeyer flask 500mL, Borosilicate, Wide neck and graduated | Piece
| Micro-pipette, Electronic, Repeating, 1 - 100µL: Compatible with universal micropipette tips, high precision within +/- 0.8% and accuracy within +/-1.5%; AA alkaline Batteries or Rechargeable Battery and charging adaptor; Power Supply : 230V ± 6% , 50 Hz ± 1 % ; Power cord with 3 round pin top; | Set
| Measuring cylinder 100mL, 0.25mL graduation: Glass A, Blue graduated, hexagonal foot and protective collar made of PP that can be slipped on easily, With batch identification, Autoclavable | Piece
| Pipette tip 50-200µL, Non-sterile, Disposable | 1000/Pkt
| Nylon member filter, 0.45µm x 25mm | 100/Pkt
| Glass-fiber filter, Type 1, Retention 1.6µm, Circle size 4.7cm | 100/Pkt
| Bottle 10mL, For DR 5000 spectrophotometer: Sample cells, 1-inch square | Piece
| Ammonia Pure(Liquid) | 500ml/bottle
| Thermometer, Digital (-100 to -400) With temperature probe; Temperature LED detector; Supply voltage: 12V (4.5-15V); Accuracy: 0.1; Display: 3 digit LCD digital tube; Display colour: Red; Refresh rate: 200ms/time; Temperature probe; Cutting size: 45.5 x 26mm; Power supply: DC 1.5V | Set
| Thermometer, Digital Measuring range -50 - +300�C; Accuracy �0.2�C (-50-+200�C), �0.3�C (rest meas. range); Resolution 0.1�C; Immersion/penetration probe with attached cable; Certificate of calibration and E-Block battery 9V | Set
| Timer, Countdown with LCD screen Stop and restart function; Loud and long alarm; Extra-large digits; Clock (12/24Hr); Stopwatch and count-down timer | Set
| Thermometer, Digital With temperature probe; LED display; Embedded panel; 2 button batteries; Temperature range: -40 ~ 70?; Accuracy: � 1?; Resolution: 0.1?; Power supply: DC 1.5V | Set
| Water bath 5 - 10L: Microprocessor PID temperature controlled; Integrated autodiagnostic system with fault indicator; Solid state switching unit; One Pt100 sensor class A in 4 wire circuit; Integrated digital timer: 1 min. - 99,59 hrs for ON continuous operation; Power supply: AC 220-230V, 50-60Hz; Power cord with 3 round pin top | Set
| Tripod stand with fire mat | Set
| Gloves, Nitrile, Large | 100/Pkt
| Gloves, Nitrile, Medium | 100/Pkt
| Trolley, SS Sound deading pads below each tray; Strong; Welded rigid construction; No. of shelves/trays/tiers or bins: 2 | Set
| Tube brushing washer with drip tray (SS) and shield (Plastic) without brushes required for operation inclusive 3 brushes, for 25mm dia. test tubes | Set
| Syringe 10mL, Sterile | 100/Pkt
| Glass beads 3mm | 1kg
| Funnel, SS, dia. of ramp 15mm, top dia. 120mm, total height approx. 165mm | Piece
| Forceps, SS, Anatom. pointed 130mm, Polished | Piece
| Evaporating dish 100-200mL, Porcelain | Piece
| Erlenmeyer flask, Conical 250mL, GG17 borosilicate glass, Low coefficient of thermal expansion; Height: 13.5cm, Dia. 8.5cm at base; Neck inside dia. approx. 30mm; Marked to fill 50 - 250mL in approx. 50mL increments | Piece
| Weight set for analytical balance calibration containing 1mg - 200g (23 pieces), OIML: Class E2, Material: High-grade steel, vacuum melted, Density: p 8000 (� 30) kg/m3; Accessories: wooden box and calibration certificate | Set
| Volumetric flask 10mL, Amber glass grade A | Piece
| Autoclave, Vertical 3L with a top lid operable with a single hand or foot; Digital display; Operating temperature range: 105-132�C; Operating pressure range: 0-186kPa; Max. operating pressure 216kPa; Temperature control: microprocessor controlled; Temperature display: -15 to 180�C; Pressure display: Analog, 0-400kPa; Heat source: 2.0kW electric heater; Timer control: microprocessor controlled; Safety devices: Overheat prevention, Overpressure prevention, Temperature sensor disconnection prevention, Empty heating prevention, Leakage breaker, Safety valve; Malfunction prevention devices: Low water level detection, Exhaust valve knob open/close detection, Insufficient sterilization detection, Chamber lid open/close detection; Polyethylene exhaust bottle; Accommodating internal pressure type; Silicone rubber gasket; Power supply: AC 220-230V, 50-60Hz; Power cord with 3 round pin topAccessories: Basket (SS) with slatted bottom plate; Water level sensor; Clear plastic accessory case; Attachment screw for clear plastic accessory case; Stainless basket | Set
| Volumeteric pippette 20mL, Glass grade A | Piece
| Pipette Tips, non-filtered sterile, (Trason) 50-200µl | 960tips/box
| Micro-pipette, Single channel; 10 - 100µL; Chemical and UV resistant; Resistant to disinfectants; Autoclavable | Set
| Pipette tip 10µL, Sterile, Disposable, Polypropylene with aerosol barrier (Certified Rnase/Dnase-free, Human DNA-free, and PCR inhibitor-free) | 96/Pkt
| Mortar and pestle set, Borosilicate glass or porcelain; White, Stain, Odour and crack resistant; Safe in microwave oven, dishwasher and freezer; Dia.: 3 to 4inch | Piece
| Water bath 20-25L: Microprocessor PID temperature controlled; Integrated autodiagnostic system with fault indicator; One Pt100 sensor class A in 4 wire circuit; Intergrated digital timer: 1 min to 99.59 hours for ON Continuous operation; Temperature range: +5°C - +99°C+/-0.1°C; Digital temperature PID controller; 4 digit real time LCD display of the set and actual temperature; Adjustablle under/over set temperature alarm; Diffuser spacer tray; Lid; Drainage facility; Power supply: AC 220-240V, 50Hz; Power cord with 3 round pin top | Set
| Volumetric flask 1000mL, Amber glass grade A | Piece
| pH colour disc kit: 4-10 pH, 300 tests, Accuracy 10% | 100/Pkt
| Volumetric flask 2000mL, Glass grade A | Piece
| Acetic acid, AR grade | 2.5L
| Micro-pipette, Single channel; 20 - 200µL; Chemical and UV resistant; Resistant to disinfectant; Autoclavable | Set
| Draining rack, Wire, Pre-coated for 24 glasses/20 flasks | Piece
| Laboratory freezer, Upright -20°C: CFC free double refrigeration system; Temperature: -20 to 0°C ± 0.5°C; Capacity: 500L with min. 3 SS, rust free shelves; Digital temperature controller; Microprocessor control/microcontroller for temperature setting; Audio-visual alarms for Voltage, Over heat, Over cool; Fixed in casters; Air-cooled with security lock; Short cooling time of 4 to 5 hours at 40°C; Continuous duty and frost-free; Access port for CO2 back up; Alarm System independent of power supply; Electrically heated doors; Certifications: CE, FDA, ISO, IEC or equivalent standards; Operational Environmental conditions: Temperature (+5 to +40) deg Celsius ,Relative Humidity ( 4 to < 90)%, Altitude ( 200 to 3000 ) mtrs, Atmospheric Pressure (500 to 800) mmHg ; Power Supply : 230V ± 6% , 50 Hz ± 1 % ; Power cord with 3 round pin top; Single phase 2 KVA Online UPS with at least 6 Nos of 12V 9Ah batteries; Output voltage: 230 +/- 6% , 50 Hz; noise:<50dBA; Efficiency; minimum 85%. | Set
| pH buffer 10.00 | 250mL
| Serological pipette 2mL, Graduated in brown 0.01gdt., Conformity certified with ring mark and lettering in blue, ISO 835, 612-3154 | 10/Pkt
| pH buffer 10.00, Powder sachets for 20mL | 25/Pkt
| Cryo-vial with cap 1.5mL,Sterile | 1000/Pkt
| Cryo-box with lid for 0.2mL PCR tubes: High resistance PP, Accommodate 96 individual 0.2mL tubes or 12 or 8 strips of 8- or 12- tubes, Tube wells easily identified by imprinted numbers and letters, Removable, hinged lid and in different colours | 10/Pkt
| Pipette aid/gun/controller | Set
| Rotor bucket, 1752, Set of 4 pcs | Set
| Acetic acid, Anhydrous, ACS grade | 2.5L
| Electrophoresis cell, Vertical with electrode assembly, tank, lid with power cables, Buffer dam, Casting stands and frames for hand cast gels; with 10 and 5 well combs and spacer plates | Piece
| Pipette tip 5µL, Sterile, Disposable, Polypropylene with aerosol barrier (Certified Rnase/Dnase-free, Human DNA-free, and PCR inhibitor-free) | 96/Pkt
| Nitrocellulose blotting membrane, 100% pure nitrocellulose; Pore size: 0.45µm; Binding capacity: 80µg/cm2 of proteins; Binding interaction: Hydrophobic and electrostatic; 30cm x 3.5 meter | Roll
| Bottle, 1000mL Grade 3.3 borosilicate glass, thickened wall with graduations, DIN GL 45 thread, pouring ring and blue PP screw cap, transparent, chemical resistant, autoclavable, according to ISO 4796, with ring and cap of PP | Piece
| Pipette tip 50µL, Sterile, Disposable, Polypropylene with aerosol barrier (Certified Rnase/Dnase-free, Human DNA-free, and PCR inhibitor-free) | 96/Pkt
| Cotton | 400gm/ Pk
| Fumehood, Mobile and ductless: Air velocity: 0.5m/s; Filters graded for use with polyvalent and organic acids; Tempered glass work surface; With all accessories; Power supply: AC 220-230V, 50-60Hz; Power cord with 3 round pin top | Set
| Pipette tip 300µL, Non-filtered, Non-sterile, Reload/Refill | 950/Pkt
| Biological indicator for sterility (Spores ) | Vial
| Measuring cylinder 10mL, 0.5mL graduated: Glass A, Blue graduated, hexagonal foot and protective collar made of PP that can be slipped on easily, With batch identification, Autoclavable | Set
| Ether | 500mL
| PH buffers standards (4.0, 7.0, 9.1, 10.0) | Bottle
| Isopropanol 70 % | 5L
| Laboratory refrigerator, 600-700L; Temp. range 0-8°C; 2 door double layer glass with SS door frame; 5 x 2 shelves (Adjustable); Digital control; Cooling fan system; CFC free refrigerant; Certifications: CE, FDA, ISO, IEC or equivalent standards; Operational environmental conditions: Temperature 5-40°C; Relative humidity: 4 to <90%; Altitude 200-3000m; Atmospheric pressure 500-800mmHg; Power supply: AC 220-240V, 50Hz; Power cord with 3 round pin top; Appropriate voltage stabilizer | Set
| Gloves, Nitrile, Small | 100/Pkt
| Serological pipette 5mL, Graduation 0.1mL, Disposable, Sterile, Single packed | 200/Pkt
| Micro-tip, 2µL, Racked filter tip, Sterile, DNA/RNAase and Pyogen free | 10/pkt
| Micro-pipette, Electronic, Repeating, 12.5 - 1250µL: Compatible with universal micropipette tips, high precision within +/- 0.8% and accuracy within +/-1.5%; Battery and charging adaptor; Power supply: AC 220-230V, 50-60Hz; Power cord with 3 round pin top | Set
| Analytical balance, Electronic Large LCD Display with 1 inch digits; Motorized internal calibration; Sealed keypad; Dual tare keys; Parts counting and percentage weighing; Die cast alumium housing; RS232 interface; Repeatability =� 0.02 / 0.05 / 0.1 mg, Linearity =� 0.03 / 0.1 / 0.2 mg | Set
| Durhams tube, Transparent, Length: 25 - 27mm; Dia.: 6 - 7mm; Wall thickness: 0.5 - 0.7mm; With round bottom and straight edge | Piece
| Serological pipette, Sterile, size 1 ml | 50/pack
| Pipette tips: sterile, disposable, polypropylene with aerosol barrier. (Certified Rnase / Dnaee-Free, Human DNA-Free, and PCR Inhibitor-Free). Capacity:- 1000 &#956;L | 960tips/box
| Incubator 400L: Temperature: min. 10°C above ambient up to +80°C; Max. loading of chamber: 300kg; Door: Fully insulated SS door with 2 point locking (compression door lock), Inner glass door; Internals: 2 SS grids; SS interior, reinforced by deep drawn ribbing with integrated and protected large-area heating on four sides; Adaptive multifunctional digital PID-microprocessor controller with high-definition TFT-colour display; Adjustable parameters: Fan speed, air flap position, programme time, time zones, summer time/winter time; Function set point; Calibration: three freely selectable temperature values; Ventilation: Fan forced air circulation by quiet air turbine, adjustable in 10 % steps; Vent connection with restrictor flap; Operational Environmental conditions: Temperature (+5 to +40) deg celcius ,Relative Humidity ( 4 to < 90)%, Altitude ( 200 to 3000 ) mtrs, Atmospheric Pressure (500 to 800) mmHg ; Power Supply : 230V ± 6% , 50 Hz ± 1 % ; Power cord with 3 round pin top; noise:<50dBA; Efficiency; minimum 85%; Appropriate Voltage Stabilizer | Set
| Serological pipette, Sterile, size 5 ml | 25/pack
| Spoon set, SS (8 flat end, 6 square end, 2 round end, 2 V shaped end) | Set
| Micro-pipette, Electronic, Single channel, 10 - 100µL: Compatible with universal micropipette tips, high precision within +/- 0.8% and accuracy within +/-1.5%; AA alkaline Batteries or Rechargeable Battery and charging adaptor; Power Supply : 230V ± 6% , 50 Hz ± 1 % ; Power cord with 3 round pin top; | Set
(Reagents)
| Volume dispenser, Bottle top 0.5 - 5mL: Subdivision: 0.02mL ±0.5%; Precision: =0.1%; Easy to dismantle; With replaceable filling valves; Autoclavable; Digital display; Easy calibration; With reagent bottle (amber); Resistant to all concentrated acids and alkalies | Set
| Shoe Covers, disposable, Non Slip, free size Colour: Blue | 50/pkts
M- Parafilm 4inch x125ft
| Head cover, Anti-static,clean,and disposable, Strip,Round type Color:Blue | 100pcs/pkt
| Biohazard bag, 5-10ltrs, blue coloured | each
| Pipette Tips, non filtered sterile, (Trason) 200-1000µl | 960tips/box
| Specimen containers, 50 ml capacity: Wide-mouth, multi-thread screw cap, clear break-resistant plastic, can be written on with a permanent marker pen, single-use, clean & sterile. | 500 per pack
| Cryo tube vials, 1.8mL , Cryo tube w/2D code on tube bottom in Universal Latch Rack , Universal cap: Virgin Class VI Medical-Grade Polypropylene with Thermoplastic Elastomer Gasket Material, bottom shape flat. | 50/ bag
| Universal transport media (UTM) collection kit | 100/ Pkt
| Lens paper, soft microscope lens cleaning tissue, 4inch*6inch booklet | 100 sheets/booklet
| Barcode reader, Handheld: Capable of reading WPC (JAN/EAN/UPC), Codabar (NW-7), ITF, Industrial 2 of 5 (STF), Code39, Code93, Code128, GS1-128 (EAN-128), GS1-Databar (RSS-14), GS1-Databar limited (RSS limited, GS1 Databar expanded (RSS expanded) standards; No upper limit and raster scan type | Set
| Calcium chloride, Anhydrous | 50/Pkt
| Laboratory refrigerator, 600-700L; Temp. range 0-8°C; 2 door double layer glass with SS door frame; 5 x 2 shelves (Adjustable); Digital control; Cooling fan system; CFC free refrigerant; Certifications: CE, FDA, ISO, IEC or equivalent standards; Operational Environmental conditions: Temperature (+5 to +40) deg celcius ,Relative Humidity ( 4 to < 90)%, Altitude ( 200 to 3000 ) mtrs, Atmospheric Pressure (500 to 800) mmHg ; Power Supply : 230V ± 6% , 50 Hz ± 1 % ; Power cord with 3 round pin top; Single phase 2 KVA Online UPS with at least 6 Nos of 12V 9Ah batteries; Output voltage: 230 +/- 6% , 50 Hz; noise:<50dBA; Efficiency; minimum 85%. | Set
| Beaker, Glass 25mL | Piece
| Beaker, Glass 2000mL | Piece
| Adhesive label 50x19mm | 486/Pkt
| Beaker, Borosilicate glass, 100mL; Low coefficient of thermal expansion; Height: 7cm, Dia: 5cm; Marked to fill 20-80mL in 10mL increments; Marking accurate to +/-10% | Piece
| Borosilicate glass beaker, 100mL; Low coefficient of thermal expansion; Height: 7cm, Dia: 5cm; Marked to fill 20-80mL in 10mL increments; Marking accurate to +/-10% | Piece
| Polyethylene bag with seal 120mL, Sterile | Piece
| Bottle 500mL, Polypropylene, Low density with lid, natural colour | Piece
| Pipette tips: sterile, disposable, polypropylene with aerosol barrier. (Certified Rnase / Dnaee-Free, Human DNA-Free, and PCR Inhibitor-Free). Capacity:-50 &#956;L | 960tips/box
| Beaker tong, Plastic coated 10 inch | Piece
| Basket, SS for autoclave, 3 SS wire baskets, diameter and height adjusted that two fit into the autoclave at the same time | Piece
| Refill packet for smock sticks | 100/Pkt
| Micro-pipette, Single channel 0.1 - 2µL, Chemical and UV resistant; Resistant to disinfectants; Autoclavable | Piece
| Reagent bottle 100mL, Borosilicate, Amber colour, Narrow neck with stopper | Piece
| Beaker, Glass 1000mL | Piece
| Acid digestion fume hood with base cabinet;�Unplasticised polyvinylchloride internal surfaces (including the work surface) and a polycarbonate sash window; UL classified; Excellent protection against acids; 5 degree sloped front; Superior containment at 0.3m/s; Tri-wall construction; Chain and sprocket sash support system; Pre-wired hood lighting; Electronically ballasted lighting; Instant start; Typical light intensity on work surface >1076 lux in zero ambient conditions; U-PVC exhaust collar; Shaping vanes; Sash made from polycarbonate; Sash stop limits, beyond 457mm; When sash raised above 457mm, should automatically and gently fall back to the safe level; Movable sash to be raised; Aerodynamic foil entry for max. airflow to sweep the critical boundary layer near the work surface level; Removable baffle system; Chain and sprocket system; Removable front panel; Local ducting and exhaust fan | Set
| Beaker, Glass 200mL | Piece
| Erlenmeyer flask 250mL, Borosilicate, Wide neck and graduated | Piece
| Beaker, Glass 250mL | Piece
| Beaker, Low form with graduation and spout 2000mL | Piece
| Swing out rotor, 4-place: 90° rotor for bench top centrifuge capacity 4 x 290mL | Piece
| Beaker, Low form with graduation and spout 250mL | Piece
| Cetrimide 15% + Chlorhexidine 7.5% | 500mL
| Absorbent towel 248 x 255mm | Piece
| Adhesive sticker label: A4 self adhesive, Matte surface paper suitable for laser inkjet printers | Piece
| Beaker, Low form with graduation and spout 100mL | Piece
| Bucket, SS for autoclave, 3 buckets with lid, diameter and height adjustable to fit two buckets into the autoclave at the same time (usually 380 x 290mm) | Piece
| Bunsen burner, Automatic: Sensors compatible with natural or butane gas; Ignition by touch or hand-free sensor based; Power supply: 220-240V, 50Hz; Power cord with 3 round pin top | Set
| Chlorine powder ( ≥ 30% active chlorine) | 500g
| ELISA CLIA Analyser, Fully-Automated: Dispensing volume range 1 - 300μL; Maximum test positions 96* Reagent positions 9 (bottle diameter 22-35 mm) + 2 external wash bottle positions; Calculation mode: Point to point, linear regression, cubic spline, 4PL, 5 PL, Lin-Lin, Lin-Log, Log-Log; Absorbance: 405, 450, 490, 550 and 630 nm; Number of wash heads/probes 1 probe, dual needle; Assay vessel compatibility Standard 96 well assay plates and strips; Incubation temperature control Ambient to 40ºC; Compliance CE Mark Networking and data output Bi-directional, RS232, USB, TCP/IP Linear shaker speed Up to 900 RPM | Set
| Erlenmeyer flask 25mL, Borosilicate, Wide neck and graduated | Piece
| Graphite furnace atomic absorption spectrophotometer: True optically double beam with permanently aligned dual atomizers having capability to use both flame and furnace mode of operation simultaneously from one PC controller; D2 background correction for flame part and Zeeman background correction for furnace system; Fast Sequential capability using hollow cathode lamps in the flame mode of operation, where all the elements (as mounted in the lamp holder) in a sample can be analyzed in a single aspiration; Fully sealed quartz quoted optics with a good quality of Mono-chromator with focal length of at least 250 mm having Holographic blazed diffraction grating, wavelength range: 185 – 900nm; P.M.T Detector; Automatic gas control system; Sensitivity of the instrument for flame operation should not be less than 0.85 A of 5ppm Cu in 5-seconds integration time; AC Zeeman background correction is required over the wave length range form 185-900 nm; With water cooling devices; Programmable temperature from 40 to 3000°C; Graphite furnace should have built in camera for monitoring real time analysis; The software should be windows based multitasking with a provision of calibration, recalibration, data storage, data manipulation, re-slope, post data run, display of recommended condition, graphs, curves, absorption peaks, background correction inter elemental correction including fault/error finding diagnostic features, statistical parameters and all necessary features; Coded single element hollow cathode lamps for the elements As, Cd, Pb and Cr; Accessories: 15 KVA Voltage stabilizer, Air compressor, Gas cylinders with regulators | Set
| L-Glutamine | 200mL/bottle
| Volumetric flask 250mL, Glass grade A | Piece
| Plastic tube with screw cap, Sterile 50mL | 50/Pkt
| Mortar and pestle 300mL, Porcelain | Piece
| ELISA processor: Automated with dual incubation plate: 2 number of plates with sample capacity of 100 per load and continuous sample loading; sample tube size of 10mm-16mm diameter / 40mm-100mm height; number of reagents up to 8 (25mL tubes)/up to 10 (15mL tubes); Number of standards/control bottles of 24 (2mL vials); Assay per plate of up to 12; Dilution wells capacity of up to 96 dee-well strips (12x8); Sample tip capacity of 216 tips (2x108) and reagent tip capacity of 20 tips; Reader specification: photometric range of 0.100-3.0 OD; spectral range of 405 nm-690 nm; filter slots of 6 wavelength; precision of <1% CV (<2.0 OD) & <2% CV (2.0-3.0 OD); Accuracy of + 0.005 OD or 2.5% (0.000-3.000 OD) whichever is greater; Read time of <30 sec (single wavelength); Washer specification: 8-way Manifold configuration; Programmable volumes of 50 - 1000μL; Wash buffer capacity of 2 wash bottles at 2 liters with level-sensing; Residual wash volume of <3ul with super sweep; dispense precision of ≤ 5% CV (with 300 μl in a 96 well plate); Waste container of 1x1.5L; Incubator specifications: 2 number of incubators; temperature range of ambient +4°C to 40°C; temperature accuracy of ± 1°C across plate @ 37°C; Shaking with independent linear motion 14-20 Hz (periodic or continuous); Reagent pipetting specifications: reagent tip size of 1300μL; reagent pipetting volume of 20-1000μL and reagent pipetting precision of <3% CV at any operating volume above 20μL (single-shot mode); Sample pipetting specifications: 300μL sample tip size; sample pipetting volume of 10 -1000μL; and reagent pipetting precision of <3% CV at any operating volume above 10μL (single-shot mode); and dilution range of 1 part in 199 one-stage dilution & 1 part in 39601 two-stage dilution; Process security: Reagents, controls and samples liquid level sensing with pressure differential level sensor system; clot detection; dispense anomaly detection; tip detection, electronic signature pipetting with alarms; System software specifications: DS-matrix controlling software with unlimited work protocols (assays); Quantitative and qualitative data processing with levey-jennings and westward rules; Process reporting with event log+error log; automatic error recovery and password access control. | Set
| pH buffer 4.00 | 250mL
| Mixer, Vortex (3000RPM) Speed: 500 - 3000RPM; Platform; Pop-off cup; Timer: Hands free 1-99 minutes or continuous; Pulse: ON/OFF 0.1 secs - 99 minutes; Power Supply : 230V ± 6% , 50 Hz ± 1 % ; Power cord with 3 round pin top; noise:<50dBA; Efficiency; minimum 85%. | Set
| Biosafety cabinet, Class 2 Type A2 With base console stand/wheels; Width max. 1.2m; Exhaust HEPA filter; Standard inflow velocity 105fpm (0.53m/s); Viewing window: Standard safety plate sliding glass; Face velocity > 100fpm; Light Intensity at work surface >800lux over the entire work surface; Noise level: <70 dBA; UV germicidal lamp intensity: >40 microwatt/sq.cm; Main body, side and rear panel: Electrogalvanized steel or Mild steel, oven baked epoxy powder coated finish; Individual switches and indicator lamps for blower motor, florescent lamp and UV lamp; Tested and comply with the following requirements (at site): Down flow velocity and volume test; Inflow velocity test; Airflow smoke pattern test; HEPA filter leakage test; Cabinet leakage test; Electrical leakage: Ground circuit resistance and polarity test; Lighting intensity test; Vibration test; Noise level test; UV lamp intensity test; Alarms and indicators test; Calibrated differential pressure gauge; Certifications: CE, FDA, ISO, IEC or equivalent standards; Operational environmental conditions: Temperature 5-40oC; Relative humidity: 4 to <90%; Altitude 200-3000m; Atmospheric pressure 500-800mmHg; Power Supply : 230V ± 6% , 50 Hz ± 1 % ; Power cord with 3 round pin top; noise:<50dBA; Efficiency; minimum 85%; Appropriate Voltage Stabilizer Accessories: HEPA filter (1 no.); Prefilters (2 nos.) | Set
| Cryo-box for 1.0 and 1.5mL vials: Polycarbonate, Accommodate 100 vials of 1.0mL and 1.5mL | 10/Pkt
| Balance, Micro-analytical: 5-7inch touchscreen, User management, Electrostatic detection, Automatic internal adjustment; Max. capacity: 52g; Readability: 0.001mg, Repeatability (typical): 0.0007mg; Minimum weight (USP, 0.1%, typical): 1.4mg, Linearity ±0.02mg, Repeatability (test weight): 0.0015mg (2g); Adjustment internal / FACT; Power Supply : 230V ± 6% , 50 Hz ± 1 % ; Power cord with 3 round pin top Accessories: Micro spatula set, Analytical spatula set, Dot matrix printer | Set
| Basket, Polished SS 200 x 200mm; Round shaped with handles to carry; Autoclaveable; Rust free and resisitance to chemicals | Set
| Erlenmeyer flask 10mL, Borosilicate, Wide neck and graduated | Piece
| Filter paper, 47mm with high wet strength, 205micron thickness, Pore size: 20-25µm, 46 x 57cm | 100/Pkt
| Erlenmeyer flask 50mL, Borosilicate, Wide neck and graduated | Piece
| Bottle, HDPE 1000mL, Thick wall with wide mouth for extra-rugged duty, Leakproof | Piece
| Spirit, Rectified | L
| Povidine iodine solution 5% w/v | 500mL
| Sulphuric acid | 1000ml
| Water bath, Heat circulating: Temperature: 20 - 260�C; Stability: �0.25�C (at 150�C); Uniformity: �0.2�C (at 150�C); LED display; Display resolution: 1�C; Timer: 1 - 9999 minutes; Alarms: High/low; Heater power : 230V kW; Liquid flow rate: Max. 6L/min; Pump head pressure @ 0L/min m: 1.6; Tank dimensions: 305 x 210 x 185mm; 455 x 305 x 240mm ( l x w x h); Liquid depth: 145/190mm (Min/Max); Power supply: AC 220-230V, 50-60Hz; Power cord with 3 round pin top | Set
| Water bath 40-45L: Microprocessor controlled; Integrated autodiagnostic system with fault indication; Digital timer: 1 min. - 999 hours for ON, DELAYED ON, HOLD or HOLD; Set temperature with HOLDING time facility; Resolution of display and setting accuracy: 0.1°C below 99.9°C, 1°C above 100°C; Material: Corrosion resistant; Temperature range: +5°C - +99°C+/-0.1°C; Digital temperature PID controller; 4 digit real time LCD display of the set and actual temperature; Adjustablle under/over set temperature alarm; Diffuser spacer tray; Lid; Drainage facility; Power supply: AC 220-240V, 50Hz; Power cord with 3 round pin top | Set
| Spatula, SS, 30 x 9mm bowl, 45x9mm spatula, 19.8mm length | Piece
| Eppendrof tube , volume capacity: 5ml, snap cap, conical bottom, Material: polypropylene, for upto temperature: -80 to 100 degree celcius and at centrifugation speed for upto 25000rpm. | 100/pkt
| Powder free (Nitrile) sterile disposable rubber Gloves ( size: Medium ) | 50 pairs/box
| Multi-spinner Centrifugation speed: Fixed at 2800RPM/50Hz and 3500RPM/60Hz; Continuous operation or short spin; Choice of interchangeable rotors for different microtube sizes/combinations and for 0.2mL strips; Temperatures from 4 - 40°C; Power Supply : 230V ± 6% , 50 Hz ± 1 % ; Power cord with 3 round pin top; noise:<50dBA; Efficiency; minimum 85%. | Set
| Micro-pipette, Digital, Single channel, 100 - 1000µL: Compatible with universal micropipette, High precision within +/- 0.8% and accuracy within +/-1.5 %; AA alkaline Batteries or Rechargeable Battery and charging adaptor; Battery and charging adaptor; Power Supply : 230V ± 6% , 50 Hz ± 1 % ; Power cord with 3 round pin top; | Set
| Laboratory refrigerator 1000 - 1100L: Temperature range: 2 - 8°C; Compressor; Fan cooling system; Operational Environmental conditions: Temperature (+5 to +40) deg Celsius ,Relative Humidity ( 4 to < 90)%, Altitude ( 200 to 3000 ) mtrs, Atmospheric Pressure (500 to 800) mmHg ; Power Supply : 230V ± 6% , 50 Hz ± 1 % ; Power cord with 3 round pin top; Single phase 2 KVA Online UPS with at least 6 Nos of 12V 9Ah batteries; Output voltage: 230 +/- 6% , 50 Hz; noise:<50dBA; Efficiency; minimum 85%. | Set
| Rack, Hold around 100 numbers of 15 to 25mL test tubes, For different usable sides, high chemical resistant, high temperature resistant and autoclavable | Piece
| Rack. SS, Electrochemically polished; Compartment size: 18 x 18mm; Height: 40mm; Rows: 6 x 12 | Piece
| Measuring cylinder 10mL, 1mL graduated: Transparent PMP, tall form, Autoclavable, No meniscus, Chemically non-absorbent, Non-wetting surface, Excellent chemical resistance, To be used with liquids up to +170°C, ISO 6706 | Set
| Liquid CO2 with siphon tube connected cylinder for dry ice | Set
| Micro-insert. For HPLC vial. Material: glass, capacity vol: 100-300 microliter , conical bottom | 100/pkt
| First aid kit for laboratory, Content according to DIN 13169, with additional eye rinsing bottle, wall mounted, lockable cupboard, door with sealing gasket | set
| Glutaraldehyde 2% solution | 500mL
| Pipette tip 50µL, Filtered, RNA Free, Certified RNase/ DNase and pyrogen safe | 1000/Pkt
| Pipette tips: sterile, disposable, polypropylene with aerosol barrier. (Certified Rnase / Dnaee-Free, Human DNA-Free, and PCR Inhibitor-Free). Capacity:- 10 &#956;L | 960tips/box
| Ethanol, GR | 500mL
| Reagent bottle 250mL, Borosilicate, Transparent colour, Narrow neck with stopper | Piece
| Methanol, AR grade | 2.5L
| Phenol >99.5% p.a. detached crystals, Carbolic acid, Hyrdoxybenzene, Plastic bottle | 1kg
| Laboratory freezer, Upright -20°C: CFC free double refrigeration system; Temperature: -20 to 0°C ± 0.5°C; Capacity: 500L with min. 3 SS, rust free shelves; Digital temperature controller; Microprocessor control/microcontroller for temperature setting; Audio-visual alarms for Voltage, Over heat, Over cool; Fixed in casters; Air-cooled with security lock; Short cooling time of 4 to 5 hours at 40°C; Continuous duty and frost-free; Access port for CO2 back up; Alarm System independent of power supply; Electrically heated doors; Certifications: CE, FDA, ISO, IEC or equivalent standards; Operational environmental conditions: Temperature 5-40°C; Relative humidity: 4 to <90%; Altitude 200-3000m; Atmospheric pressure 500-800mmHg; Power supply: AC 220-240V, 50Hz; Power cord with 3 round pin top; Appropriate voltage stabilizer | Set
| Water bath 5-10L: Microprocessor PID temperature controlled; Integrated autodiagnostic system with fault indicator; Solid state switching unit; One Pt100 sensor class A in 4 wire circuit; Integrated digital timer: 1 min. - 99,59 hrs for ON continuous operation; Temperature range: +5°C - +99°C+/-0.1°C; Digital temperature PID controller; 4 digit real time LCD display of the set and actual temperature; Adjustablle under/over set temperature alarm; Diffuser spacer tray; Lid; Drainage facility; Power supply: AC 220-240V, 50Hz; Power cord with 3 round pin top | Set
| Vacuum pump Direct drive vacuum pumps; Horse power: 0.75 HP; Motor speed: 1800RPM; Hertz: 60Hz; Power Supply : 230V ± 6% , 50 Hz ± 1 % ; Power cord with 3 round pin top; noise:<50dBA; Efficiency; minimum 85%. Accessories: Anti back streaming baffle and gas ballast | Set
| pH buffer 7.00, Powder sachets for 20mL | 25/Pkt
| Cryo-vial with cap 2mL, Sterile, PP, with stand | 1000/Pkt
| pH buffer 4.00, Powder sachets for 20mL | 25/Pkt
| Isopropyl alcohol | Bottle
| Erlenmeyer flask 100mL, Borosilicate, Wide neck and graduated | Piece
| Orbital shaker: Compact; Universal small shaker suitable for shaking tasks with all small vessels and microtiter plates; Ajustable speed of upto 3,000RPM | Set
| Phenolphthalein | 25g
| Micropipette, Electronic, Repeating; 5 - 500µL: Compatible with universal micropipette tips, high precision within +/- 0.8% and accuracy within +/-1.5%; Battery and charging adaptor; AA alkaline Batteries or Rechargeable Battery and charging adaptor; Power Supply : 230V ± 6% , 50 Hz ± 1 % ; Power cord with 3 round pin top; | Set
| Incubator 400L: Temperature: min. 10°C above ambient up to +80°C; Max. loading of chamber: 300kg; Door: Fully insulated SS door with 2 point locking (compression door lock), Inner glass door; Internals: 2 SS grids; SS interior, reinforced by deep drawn ribbing with integrated and protected large-area heating on four sides; Adaptive multifunctional digital PID-microprocessor controller with high-definition TFT-colour display; Adjustable parameters: Fan speed, air flap position, programme time, time zones, summer time/winter time; Function set point; Calibration: three freely selectable temperature values; Ventilation: Fan forced air circulation by quiet air turbine, adjustable in 10 % steps; Vent connection with restrictor flap | Set
| Erlenmeyer flask 2000mL, Borosilicate, Wide neck and graduated | Piece
| Micro-pipette, Single channel; 2.0 - 20µL; Accuracy < 0.10 - 0.20; Precision < 0.03 - 0.06 | Set
| HCV Agglutination Igm | 96 test/pkt
| Pipette tip 20µL, Filtered, Sterile, Disposable, Polypropylene with aerosol barrier (Certified Rnase/Dnaee-free, Human DNA-free, and PCR inhibitor-free) | 1000/Pkt
| Pipette tips: sterile, disposable, polypropylene with aerosol barrier. (Certified Rnase / Dnaee-Free, Human DNA-Free, and PCR Inhibitor-Free). Capacity:- 20 &#956;L | 960tips/box
| Centrifuge, Refrigerated, Blood processing, Floor standing: Speed range: 300-10,000RPM, adjustable in 10RPM increments; Max. RCF: 15,320g; Max capacity: 8 x 500mL blood bags; Drive: Brushless induction drive; Acceleration/deceleration: 9/9 profiles; Program memory: 9 + 1 centrifugation programs; Run time: 0-99minutes, plus load; Temperature range: -9 to +40°C; CFC refrigerant free; Temperature 2 digit adjustable in 1°C interval; Microprocessor controlled; Functions: RCF pre-selection, quick run, automatic rotor recognition, imbalance detection and soft touch lid lock; Imbalance: electronic speed and rotor dependent; Rotor: Windshield, capacity 4 x 1000mL; Double blood bag bucket (8 pieces); Max speed: 4400RPM; Max RCF: 5480g; Max. capacity: 8 x 500mL; Adapters for 450/500mL quad, triple “XL”, set of 6; Volume adjustment plates: rubber (set of 12); Taring sticks: 4 each of 6gm and 15gm; Operational Environmental conditions: Temperature (+5 to +40) deg Celsius ,Relative Humidity ( 4 to < 90)%, Altitude ( 200 to 3000 ) mtrs, Atmospheric Pressure (500 to 800) mmHg ; Power Supply : 230V ± 6% , 50 Hz ± 1 % ; Power cord with 3 round pin top; noise:<50dBA; Efficiency; minimum 85%; Appropriate voltage stabilizer | Set
| Erlenmeyer flask, Conical 1000mL, GG17 borosilicate glass, Low coefficient of thermal expansion; Height: 13.5cm, Dia. 8.5cm at base; Neck inside dia. Approx. 30mm; Marked to fill 50 - 250mL in approx. 50mL increments | Piece
| Filter paper No. 1, Dia. 12.5cm for filtering carbol fuchsin using a small funnel of 10cm max. diameter, Smooth on one side and rough on the other side, water permeable | 100/Pkt
| Flask, Erlenmeyer 1000mL, Borosilicate, Wide neck and graduated | Piece
| Micro-pipette, Electronic, 8 channels, 0.5 - 12.5µL: Compatible with universal micropipette tips, high precision within +/- 0.8% and accuracy within +/-1.5%; Battery and charging adaptor; Power supply: AC 220-230V, 50-60Hz; Power cord with 3 round pin top | Set
| Gloves, Chemical resistant PPE Cat. III, Small | 10/Pkt
| Bottle, Glass with cap 100mL | Piece
| Mortar and pestle 500mL, Porcelain | Piece
| Gloves, Heat resistant, Large | 10/Pkt
| Glass-fiber filter, Type 4, Retention 2.7µm, Circle size 4.7cm | 100/Pkt
| Jug 4L, Glass, Ambered coloured with black PTFE lined cap | Piece
Biohazard bag;20-25 ltrs, green coloured
| Laboratory refrigerator, Double door; Top freezer type; Temp. range 2 - 8°C; Frost free; Capacity: 400L; Freezer lamp; Operational Environmental conditions: Temperature (+5 to +40) deg Celsius ,Relative Humidity ( 4 to < 90)%, Altitude ( 200 to 3000 ) mtrs, Atmospheric Pressure (500 to 800) mmHg ; Power Supply : 230V ± 6% , 50 Hz ± 1 % ; Power cord with 3 round pin top; Single phase 2 KVA Online UPS with at least 6 Nos of 12V 9Ah batteries; Output voltage: 230 +/- 6% , 50 Hz; noise:<50dBA; Efficiency; minimum 85%. | Set
| Measuring cylinder 25mL, 1mL graduated: Transparent PMP, tall form, Autoclavable, No meniscus, Chemically non-absorbent, Non-wetting surface, Excellent chemical resistance, To be used with liquids up to +170°C, ISO 6706 | Set
| Jug 4L, Glass, Clear with green PTFE lined cap | Piece
| Litmus paper, pH 1-14, Universal indicator paper with matching pH scale colour chart comparator | Piece
| Measuring cylinder 1000mL, 0.5mL graduated: Glass A, Blue graduated, hexagonal foot and protective collar made of PP that can be slipped on easily, With batch identification, Autoclavable | Piece
| 2ml vial with 9mm cap and septa part no 5182-0716, 5185-5862 | 100 vials/pkt
| Mortar and pestle 125mL, Porcelain | Piece
| Pipette dispenser, Automatic Volume: 1-25mL, with special adapter for use with 1-5mL pipett tips; Microprocessor controlled with LCD display with programmable functions for multiple dispensing and sequenced dispensing; Compatible with all types of graduated and ungraduated pipettes; Filtration capability: 0.45-0.2µm filter; Rechargeable batteries; AC adapter; Charging stand and a silicone nosecone adapter; Power Supply : 230V ± 6% , 50 Hz ± 1 % ; Power cord with 3 round pin top; noise:<50dBA; Efficiency; minimum 85%. | Set
| Steam sterilizer, Horizontal, Approximately:1500L, Automatic: Single door, Construction of steam generator, pipelines , valves made up of High grade SS 304 and higher; Triple walled with reinforced circular chamber; Internal joint: Argon arc welded; Automatic water feed; Automatic water level control before, during and after the sterilization cycle; Low water level cut-out device; Heat, pressure resistant and durable gasket to seal the lid; Safety switches: improper door lock & incomplete chamber depressurisation; Max. operating pressure at least up to 2.25 bar; Temperature range 121-135°C; Timer controlled sterilization of load (1-60 minutes); Pressure and timer gauge as back up control read out; Microcomputer control system; Digital display of temperature, steam pressure and sterilization time; Additional mode: High vacuum process including low temperature cycle for heat sensitive goods; Exhaust air filter with easy access for replacement; Safety valves, overpressure relief valve; Over-temperature/pressure limiter; Lid interlock; water inlet valve and drainage valve; Alarm, visual and audible for any dysfunctions; Even with a total control failure, all mechanical safety features must be left intact; Auto door locking mechanism; Certifications: CE, FDA, ISO, IEC or equivalent standards; Operational Environmental conditions: Temperature (+5 to +40) deg celcius ,Relative Humidity ( 4 to < 90)%, Altitude ( 200 to 3000 ) mtrs, Atmospheric Pressure (500 to 800) mmHg ; Power Supply : 230V ± 6% , 50 Hz ± 1 % ; Power cord with 3 round pin top; noise:<50dBA; Efficiency; minimum 85%. Accessories: Steel stand, SS; Three nos. of SS 316 wire trays, at least two nos. should fit in the autoclave at the same time | Set
| Manual sheet welder, Benchtop: Timer to set duration and intensity of sealing operation; Buzzer to indicate completion of process; Cutter; Sealing length: Max. 235mm; Sealing width: 3mm; Certifications: CE, FDA, ISO, IEC or equivalent standards; Operational environmental conditions: Temperature 5-40oC; Relative humidity: 4 to <90%; Altitude 200-3000m; Atmospheric pressure 500-800mmHg; Power supply: AC 220-230V, 50-60Hz; Power cord with 3 round pin top; Appropriate voltage stabilizer Accessories: Table: dispenser including sheet holder | Set
| Sample shipment box (Catagory A and B) | Piece
| Nessler cylinder stand, Polypropylene for 50mL | Piece
| Microscope, Light: Binocular bright field; Body: Sturdy, stable base; Epoxy powder coated, heat treated and resistant to standard staining reagents, disinfectants and organic solvents used to clean lenses; Binocular eye piece: High quality, paired eye pieces - achromatic, wide field, with 10x magnification; Eye pieces, min. field no. of 18, and preferably 20; Both eye pieces with dioptre adjustment for max. acuity; Objectives: At least three plan achromatic objectives (10x, 40x, 100x); Condenser: Focusable abbe style substage condenser, 0.9/1.25; With rack and pinion arrangement incorporating an iris diaphragm; Device for blue filter (approximately 32mm) and/or other filters; Substage illuminator: Modular illumination; Built-in variable light source with a constant power supply and automatic voltage surge protection; Focusing knobs: Coaxial coarse and fine focusing knobs; Power supply: AC 220-230V, 50-60Hz; Power cord with 3 round pin top | Set
| Eppendrof tube , volume capacity: 2ml, snap cap, conical bottom, Material: polypropylene, for upto temperature: -80 to 100 degree celcius and at centrifugation speed for upto 25000rpm. | 100/pkt
| Centrifuge tube, Conical with cap, Sterile, 50mL, Clear, Printer graduation, Extra thick walls to allow centrifugation up to 15000xg, with extra large, solvent resitant, white labeling area and black graduations; flat PE caps to close with quick 3/4 turn, One hand operation, Racks can be lableled with lab markers | 25/Pkt
| Pasteur pipette, Graduated 1mL Plastic, Disposable, Sterile, Non-pyrogenic polystyrene; Length: 14cm, Stem dia.: 4.7mm; Overall cap 3.9; Bulb draw: 2.2 drops/25mL; Graduated 1mL; Individually packed | 500/Pkt
| Membrane filter 500mL, 0.22µm PES, Disposable | Piece
| Sterilizer, 50-55L: Temperature setting range: 105-132°C; Temperature measurement, Digital, microprocessor controlled; Pressure display range: 0 to 400kPa; Max. operating pressure: 216kPa; Operating pressure range: 0-186kPa; Sterilization heat source: 2.0kW electric heater; Power supply: AC 220-240V, 500Hz; Power cord with 3 round pin top | Set
| Consumables (General) | Section header
| Parafilm sealing film for use between -40 to +50 degree C, 4 in x 125 ft | Roll
| pH paper, pH 1 to 10 | Piece
| Desiccator; made of shatterproof transparent polycarbonate or glass with Standard ground vacuum stopcock in the interchangeable cover; Porcelain plate with various perforations; with vacuum pump - Direct drive vacuum pumps; Horse power: 0.75 HP; Motor speed: 1800RPM; Power Supply : 230V ± 6% , 50 Hz ± 1 % ; Power cord with 3 round pin top; Accessories: Anti back streaming baffle and gas ballast | Set
| Micro-pipette, Digital, Single channel, 5 - 50µL: Compatible with universal micropipette, High precision within +/- 0.8% and accuracy within +/-1.5 %; Battery and charging adaptor; Power supply: AC 220-230V, 50-60Hz; Power cord with 3 round pin top | Set
| Bottle, Glass with cap 50mL | Piece
| PCR reaction plate, Cooler for 96 well plates and 0.2mL tubes | Piece
| Bottle 20mL, For DR 5000 spectrophotometer: Sample cells, 1-inch square | Piece
| Bottle transport box for cultures 20L, with insert, IATA approved, height inside 210mm, including label and absorbate material | Piece
| Balance, Analytical, Automatic: Internal calibration and Self linearization system; Capacity: 300g; Readability: 0.1mg; Repeatability (Std. Dev.): 0.02mg < 40g, 0.05mg > 40g; Min. load: 0.00020g; Linearity: 0.02mg/0.1mg; Sensitivity drift (10 ..30 C) 1.5ppm/C; Stabilization time: 2 sec.; Touch screen display | Set
| Pipette tip 100µL, Non-filtered, Non-sterile, Reload/Refill | 950/Pkt
| Pipette tip 100µL, Filtered, RNA-free, Certified RNase/ DNase and pyrogen safe | 1000/Pkt
| Beaker, Glass 100mL | Piece
| Pipette tip 200-1000µL, Non-sterile, Disposable | 1000/Pkt
| Pipette tip 100µL, Sterile, Disposable, Polypropylene with aerosol barrier (Certified Rnase/Dnase-free, Human DNA-free, and PCR inhibitor-free) | 96/Pkt
| Pipette tip 1000µL, Filtered, Sterile, Disposable, Polypropylene with aerosol barrier (Certified Rnase/Dnaee-free, Human DNA-free, and PCR inhibitor-free) | 1000/Pkt
| Light Microscope, Light: Binocular bright field; Body: Sturdy, stable base; Epoxy powder coated, heat treated and resistant to standard staining reagents, disinfectants and organic solvents used to clean lenses; Binocular eye piece: High quality, paired eye pieces - achromatic, wide field, with 10x magnification; Eye pieces, min. field no. of 18, and preferably 20; Both eye pieces with diopter adjustment for max. acuity; Objectives: At least three plan achromatic objectives (10x, 40x, 100x); Condenser: Focusable abbe style substage condenser, 0.9/1.25; With rack and pinion arrangement incorporating an iris diaphragm; Device for blue filter (approximately 32mm) and/or other filters; Substage illuminator: Modular illumination; Built-in variable light source with a constant power supply and automatic voltage surge protection; Focusing knobs: Coaxial coarse and fine focusing knobs; Power Supply : 230V ± 6% , 50 Hz ± 1 % ; Power cord with 3 round pin top; noise:<50dBA; Efficiency; minimum 85%. | Set
| Micro-pipette, Digital, Single channel, 100 - 1000µL: Compatible with universal micropipette, High precision within +/- 0.8% and accuracy within +/-1.5 %; Battery and charging adaptor; Power supply: AC 220-230V, 50-60Hz; Power cord with 3 round pin top | Set
| Volumetric flask 50mL, Amber glass grade A | Piece
| Safety gas tube 750mm long, with clamps inner diameter 9mm | Set
| Volumetric flask 4mL, Glass grade A | Piece
| Whatman filter paper no.4, Creped surface, Pore size: 12-25µm; Size: 450 x 450mm | Piece
| pH buffer 7.00 | 250mL
| Incubator, Carbon dioxide: Capacity: 180 - 190L; No. of shelves 4; No of shelf positions: 15; Internal construction: Stainless steel; Stacking hardware; Tubing for CO2 hook up, and power cord | Set
| Micro-pipette, Electronic, Single channel, 10 - 100µL: Compatible with universal micropipette tips, high precision within +/- 0.8% and accuracy within +/-1.5%; Battery and charging adaptor; Power supply: AC 220-230V, 50-60Hz; Power cord with 3 round pin top | Set
| Acetic acid, Glacial, AR grade | 500mL
| Micro-pipette, Electronic, Single channel, 0.1- 2uL: Compatible with universal micropipette, High precision within +/- 0.8% and accuracy within +/-1.5%; AA alkaline Batteries or Rechargeable Battery and charging adaptor; Power Supply : 230V ± 6% , 50 Hz ± 1 % ; Power cord with 3 round pin top; | Set
| Pipette dispenser, Automatic Volume: 1-25mL, with special adapter for use with 1-5mL pipett tips; Microprocessor controlled with LCD display with programmable functions for multiple dispensing and sequenced dispensing; Compatible with all types of graduated and ungraduated pipettes; Filtration capability: 0.45-0.2µm filter; Rechargeable batteries; AC adapter; Charging stand and a silicone nosecone adapter | Set
| pH paper, Range 1 - 10pH | 500g
| Magnetic bars Set of 12, Cylindric PTFE coated; 2 x 15mm, 2 x 20mm, 2 x 25mm, 1 x 30mm, 2 x 40mm, 2 x 50mm, 1 x 60mm length | Set
| Barcode printer, Benchtop Min. resolution of 250dpi; Connectivity options for ethernet or bluetooth 2.0, fixed transmisive or reflective sensor with softwares | Set
| Gloves - Heat resistant (Small) | 10pairs/Pack
| Phenol red indicator | 50g
| Bottle, Glass with cap 25mL | Piece
| Pipette tip 200µL Filtered, Sterile, Disposable, Polypropylene with aerosol barrier (Certified Rnase/Dnaee-free, Human DNA-free, and PCR inhibitor-free) | 1000/Pkt
| Micro-pipette, Electronic, Single channel, 1 - 10µL: Compatible with universal micropipette tips, high precision within +/- 0.8% and accuracy within +/-1.5%; Battery and charging adaptor; Power supply: AC 220-230V, 50-60Hz; Power cord with 3 round pin top | Set
| Serological pipette 10mL, Graduated in brown 0.01gdt., Conformity certified with ring mark and lettering in blue, ISO 835, 612-3159 | 10/Pkt
| Micropipette, Electronic, Repeating; 5 - 500µL: Compatible with universal micropipette tips, high precision within +/- 0.8% and accuracy within +/-1.5%; Battery and charging adaptor; Power supply: AC 220-230V, 50-60Hz; Power cord with 3 round pin top | Set
| Micro-pipette, Electronic, 8 channels, 20 - 1000µL: Compatible with universal micropipette tips, high precision within +/- 0.8% and accuracy within +/-1.5%; Battery and charging adaptor; Power supply: AC 220-230V, 50-60Hz; Power cord with 3 round pin top | Set
| Micro-pipette, Electronic, Repeating, 1 - 100µL: Compatible with universal micropipette tips, high precision within +/- 0.8% and accuracy within +/-1.5%; Battery and charging adaptor; Power supply: AC 220-230V, 50-60Hz; Power cord with 3 round pin top | Set
| Micro-pipette, Manual, Multi-channel, 50 - 1000µL: Compatible with universal micropipette tips, high precision within +/- 0.8% and accuracy within +/-1.5% | Set
| Pipette tip 20µL, Sterile, Disposable, Polypropylene with aerosol barrier (Certified Rnase/Dnase-free, Human DNA-free, and PCR inhibitor-free) | 96/Pkt
| Micro-pipette, Adjustable 1 to 1000µL: Light weight; Piston action, smooth and controllable; Click stop with automatic locking system on upper volume; Highest level of accuracy and precision | Set
| Sterility indicator tape, Autoclave: Adhesive, Colour changes after sterilisation, 19mm x 50m | Roll
| Screw cap, Aluminum/plastic with rubber seal for universal bottle | 4000/Pkt
| Volumetric flask 200mL, Amber glass grade A | Piece
| Volumetric flask 500mL, Glass grade A | Piece
| Whatman paper, GF/C | Packet
| Disintegration basket; 3 tube assembly basket for veterinary bolus compatible with DT1000 disintegration apparatus | Set
| Acetone, AR grade | 2.5L
| Fluorometer: Dynamic range, 5 orders of magnitude; Processing time: ≤5 seconds/sample; Light sources: Blue LED (max ~470nm); Red LED (max ~635 nm); Excitation filters: Blue 430-495nm; Red 600-645nm; Emission filters: Green 510-580nm; Red 665-720nm; Detectors: Photodiodes; measurement capability from 300-1000nm; Calibration type: 2- or 3-point standard; Tube type: 0.5 mL Real Time PCR (polypropylene) tubes; Warm-up time < 35 second; Fast and highly accurate quantitation of DNA, RNA, and protein > 3sec/sample; High levels of accuracy using only 1-20μL of sample; On-board reagent calculator; Store results from up to 1000 samples; Large 5.7"", state-of-the-art color touch screen for easy workflow navigation; Graphical display when samples are in the extended range or out of range; Small footprint; Flexibility to export data to using a USB drive, or directly to your computer via a USB cable; Ability to personalize with the most run assays, add new assays, or even create own assays with the software and web tool; Pre-loaded program to test performance of fluorometer using the fluorometer verification assay kit Power Supply : 230V ± 6% , 50 Hz ± 1 % ; AA alkaline batteries or Rechargeable NiMH; Power cord with 3 round pin top; noise:<50dBA; Efficiency; minimum 85%. | Set
| Magnetic beads 50mm | Piece
| Gloves- Chemical Resistant PPE Cat. III (Medium) | 10pairs/Pack
| Bio-hazard bags(Small red,autoclavable,0-5ltrs) | 100/pkts
| Suction flask 1000mL, Glass | Piece
| Laboratory freezer, Ultra-low, Upright: CFC free; Double refrigeration system; Temperature: -86 to 0°C ±0.5°C; Capacity: 600-700L with min. 3 SS, rust free shelves; Digital and Microprocessor temperature control; Audio and visual alarms for Voltage, Over heat, Over cool; Fixed in casters; Security lock to prevent unintentional switch off; Short cooling time of 4 to 5 hours; Continuous duty and frost-free; Access port for carbon dioxide back up; Electrically heated doors for quick opening of frozen doors; Certifications: CE, FDA, ISO, IEC or equivalent standards; Operational environmental conditions: Temperature 5-40°C; Relative humidity: 4 to <90%; Altitude 200-3000m; Atmospheric pressure 500-800mmHg; Power supply: 220-240V, 50Hz; Power cord with 3 round pin top | Set
| Digital Weighing scale, Benchtop: Max. capacity: 150kg: Readability: 5g; Stainless Steel body; LCD display with multicolor backlit; Internal rechargeable battery with charging adaptor; Power Supply : 230V ± 6% , 50 Hz ± 1 % ; Power cord with 3 round pin top; | piece
| Orbital shaker: Compact; Universal small shaker suitable for shaking tasks with all small vessels and microtiter plates; Adjustable speed of upto 3,000RPM; Power Supply : 230V ± 6% , 50 Hz ± 1 % ; Power cord with 3 round pin top; noise:<50dBA; Efficiency; minimum 85%. | Set
| Autoclave tape: adhesive tape used in autoclaving(heating under high pressure with steam to sterilise) to indicate whether a specific temperature has been reached. Changes color after exposure to temperatures, used in sterilization processes, typically 121°C in a steam autoclave. 1-2 cm x 50-60 m | 1/case
| Cryo-box with lid for 1-2mL cryovials, Plastic: For storage of up to 100 pcs; Operating range -196°C to +121°C, Autoclavable, with numeric position label and colour (blue, red or green) | 10/Pkt
| 96 well microplates | 100/box
| Dropper 5mL, Glass with rubber bulb | Piece
| Water bath 20 - 25L: Microprocessor PID temperature controlled; Integrated autodiagnostic system with fault indicator; One Pt100 sensor class A in 4 wire circuit; Intergrated digital timer: 1 min to 99.59 hours for ON Continuous operation; Power supply: AC 220-230V, 50-60Hz; Power cord with 3 round pin top | Set
| Vortex Mini-shaker Solid-state electronic control; Adjustable speed: 40 - 3200RPM; Touch or continuous mode using the three-way switch; Power supply: AC 220-230V, 50-60Hz; Power cord with 3 round pin top | Set
| Distillation unit, Mono distiller: Conductivity <2 - 5µs/cm at 25°C; Water still min. 4L/Hr without water tank and hose set; Certifications: CE, FDA, ISO, IEC or equivalent standards; With Storage tank 8 litres, distillation capacity 4l/h, water consumption- 1l/min, conductivity at 20 degree Celsius of 2-5 us/cm, 2000-3000 W; Operational Environmental conditions: Temperature (+5 to +40) deg Celsius ,Relative Humidity ( 4 to < 90)%, Altitude ( 200 to 3000 ) mtrs, Atmospheric Pressure (500 to 800) mmHg ; Power Supply : 230V ± 6% , 50 Hz ± 1 % ; Power cord with 3 round pin top; noise:<50dBA; Efficiency; minimum 85%; Appropriate voltage stabilizer | Set
| Microtubes with caps with hoop, tight closing by means of high-grade O-ring seal; sterile, graduated. 2ml, Bottom conical. Dnase and Rnase free | 500 pc/pack
| Centrifuge tubes;plastic,sterile, conical bottom, 15 ml | 100 tubes/ pack
| Volumeteric pippette 25mL, Glass grade A | Piece
| Reagent bottle 500mL, Borosilicate, Amber colour, Narrow neck with stopper | Piece
| Vortex mixer Speed: 200 - 2800RPM; Orbit: 5mm; Wattage: 75W; Whirling mixer Plus vortex type; Power supply: AC 220-230V, 50-60Hz; Power cord with 3 round pin top | Set
| Measuring cylinder 100mL, 0.5mL graduated: Glass A, Blue graduated, hexagonal foot and protective collar made of PP that can be slipped on easily, With batch identification, Autoclavable | Piece
| Measuring cylinder 500mL, 2.5mL graduated: Glass A, Blue graduated, hexagonal foot and protective collar made of PP that can be slipped on easily, With batch identification, Autoclavable | Piece
| Microcentrifuge tube rack 100 wells, Polystyrene foam | Piece
| Membrane filter with black background and white grids | Piece
| Pipette washer/dryer Feed water inlet/drain hose; User-set wash, rinse and dry cycle times and the number of rinses; LCD display; Wash time: 0 - 8 hours in 1 minute increments; Rinse time: 0 - 4 hours in 1 minute increments; Total no. of rinses: 0 - 10; Dry time: 0 - 8 hours in 1 minute increments; Display alerts for lid pause, fault-drain, fault-no water and fault-water found; All faults cancel the wash cycle; User-set delayed start (up to 8 hours); SS and powder-coated steel exterior; SS pipette holder; SS back splash and clear acrylic cover; Power Supply : 230V ± 6% , 50 Hz ± 1 % ; Power cord with 3 round pin top; noise:<50dBA; Efficiency; minimum 85%. | Set
| Reagent bottle 1000mL, Borosilicate, Amber colour, Narrow neck with stopper | Piece
| Rack, Hold about 100 numbers of 15mL slant tubes | Piece
| Rack for centrifuge tubes, 3 x 6 positions, for 50mL centrifuge tubes or test tubes of up to 30mm diameter | Piece
| Rack PP Autoclavable for tubes 0.2 to 2.0mL 20 positions | Piece
| Nalgene bottle 250mL | Piece
| Rack, Vertical SS with spring clips 12 box capacity ( minimum 2inch boxes) | Piece
| Water bath 40-45L: Microprocessor controlled; Integrated auto diagnostic system with fault indication; Digital timer: 1 min. - 999 hours for ON, DELAYED ON, HOLD or HOLD; Set temperature with HOLDING time facility; Resolution of display and setting accuracy: 0.1°C below 99.9°C, 1°C above 100°C; Material: Corrosion resistant; Temperature range: +5°C - +99°C+/-0.1°C; Digital temperature PID controller; 4 digit real time LCD display of the set and actual temperature; Adjustablle under/over set temperature alarm; Diffuser spacer tray; Lid; Drainage facility; Power Supply : 230V ± 6% , 50 Hz ± 1 % ; Power cord with 3 round pin top; noise:<50dBA; Efficiency; minimum 85%. | Set
| Hot plate with magnetic stirrer, 1L: White ceramic work surface; Digital controlled; Temperature 50 - 360°C; Max. stirrer speed: 2000RPM; Power Supply : 230V ± 6% , 50 Hz ± 1 % ; Power cord with 3 round pin top; noise:<50dBA; Efficiency; minimum 85%. | Set
| Measuring cylinder 50mL, 1mL graduated: Transparent PMP, tall form, Autoclavable, No meniscus, Chemically non-absorbent, Non-wetting surface, Excellent chemical resistance, To be used with liquids up to +170°C, ISO 6706 | Piece
| Filter paper 205µm thickness, Pore size 20-25µm | 100/Pkt
| Reagent bottle 250mL, Borosilicate, Amber colour, Narrow neck with stopper | Piece
| PCR tube with attached cap 0.2mL | 1000/Pkt
| Absolute ethanol 99% (V/V), Glass amber, AR grade | 2.5L
| Measuring cylinder 250mL, 2mL graduated: Transparent PMP, tall form, autoclavable, No meniscus, Chemically non-absorbent, Non-wetting surface, excellent chemical resistance, To be able to be used with liquids up to +170°C, ISO 6706 | Piece
| Hydrogen peroxide vapour bio-decontamination system, Single system: Quick bio-decontamination of volumes up to 250m3, using parametric control; Easily moveable to areas requiring bio-decontamination; Airflow rates: 7-24 scfm (12-40 m3/h); Vapror injection rate: 1-12g/min; Enclosure decontamination capacity: Nominally 250m3 for room; Certifications: CE, FDA, ISO, IEC or equivalent standards; Operational environmental conditions: Temperature 5-40oC; Relative humidity: 4 to <90%; Altitude 200-3000m; Atmospheric pressure 500-800mmHg; Power supply: AC 220-230V, 50-60Hz; Power cord with 3 round pin top; Appropriate voltage stabilizer | Piece
| Micro-pipette, Adjustable 1000µL: Smooth and controllable piston action; Click stop with automatic locking system on upper volume; Click to desired volume and stay there even after large number of dispensing; Highest level of accuracy and precision. | Set
| Plastic tube with screw cap, Sterile 15mL with blue cap | 280/Pkt
| Water bath 5-10L: Microprocessor PID temperature controlled; Integrated auto diagnostic system with fault indicator; Solid state switching unit; One Pt100 sensor class A in 4 wire circuit; Integrated digital timer: 1 min. - 99,59 hrs for ON continuous operation; Temperature range: +5°C - +99°C+/-0.1°C; Digital temperature PID controller; 4 digit real time LCD display of the set and actual temperature; Adjustable under/over set temperature alarm; Diffuser spacer tray; Lid; Drainage facility; Power Supply : 230V ± 6% , 50 Hz ± 1 % ; Power cord with 3 round pin top; noise:<50dBA; Efficiency; minimum 85%. | Set
| Nylon membrane, Positively charged, Microporous nylon membrane on a polyester support, Carrying positively charged (pH 3 - 10), Quaternary ammonium groups; Pore size of 0.45µm; 0.3 x 3m | Roll
| Syringe 2mL, Sterile | 50/Pkt
| Water bath 20-25L: Microprocessor PID temperature controlled; Integrated auto diagnostic system with fault indicator; One Pt100 sensor class A in 4 wire circuit; Integrated digital timer: 1 min to 99.59 hours for ON Continuous operation; Temperature range: +5°C - +99°C+/-0.1°C; Digital temperature PID controller; 4 digit real time LCD display of the set and actual temperature; Adjustable under/over set temperature alarm; Diffuser spacer tray; Lid; Drainage facility; Power Supply : 230V ± 6% , 50 Hz ± 1 % ; Power cord with 3 round pin top; noise:<50dBA; Efficiency; minimum 85%. | Set
| Serological pipette 1mL, Graduated in brown 0.01gdt., Conformity certified with ring mark and lettering in blue, ISO 835, 612-3152 | 10/Pkt
| Plastic tube with screw cap, Sterile 15mL with purple cap | 216/Pkt
| Timer, Countdown with LCD screen Stop and restart function; Loud and long alarm; Extra-large digits; Clock (12/24Hr); Stopwatch and count-down timer; Power supply: DC Alkaline batteries or coin batteries | Set
| Pipette tip 1000µL, Sterile, Disposable, Polypropylene with aerosol barrier (Certified Rnase/Dnase-free, Human DNA-free, and PCR inhibitor-free) | 96/Pkt
| Chloroform | 500g
| Bottle, Glass with cap 1000mL | Piece
| Bottle, Glass with cap 2000mL | Piece
| Head cover, Anti-static,clean,and disposable, Strip, Round type,Color:Blue | 100 Pcs/Pack
| Spatula set, SS, Electrolytically polished, length approx. 150mm, Blade: 40mm length, Width ranging: 3, 6, 9mm; 6 pieces in most common sizes of double and micro-spatulas, 3 of them with spoon 9x5, 5x3, 9x5mm | 6/Pkt
| Pipette tip 200µL, Sterile, Disposable, Polypropylene with aerosol barrier (Certified Rnase/Dnase-free, Human DNA-free, and PCR inhibitor-free) | 96/Pkt
| Reagent bottle 1000mL, Borosilicate, Transparent colour, Narrow neck with stopper | Piece
| Serological pipette 10mL, Graduation 0.1mL, Disposable, Sterile, Single packed | 200/Pkt
| Microcentrifuge tube rack, 100 wells, Polyethylene | Piece
| Pipette tip 1000µL Non-filtered, Non-sterile, Reload/Refill | 950/Pkt
| Whatman filter paper 0.45µm | Set
| Nitric Acid (Trace Metal Grade) to be used for trace metal analysis by ICP-OES and ICP-MS | 500mL/bottle
| Centrifuge, Fixed angle rotor: Changable rotor heads; Brushless motor; Spins up to 13,500RPM; Quick acceleration and deceleration; Quiet operation (<60 dB); Adjustable speed; Short spin button; Accepts 2 interchangeable rotors, each with a see-through polypropylene lid; Power supply: AC 220-230V, 50-60Hz; Power cord with 3 round pin top | Set
| Syringe filter, Glass 0.20�m, 25mm | 100/Pkt
| Bottle, Glass with cap 500mL | Piece
| Face mask(Earloop sterile face mask) | 100/pkt
| Steam autoclave tape coated with an adhesive | Roll
| Serological pipette 25mL, Sterile | Piece
| Bottle 500mL, Grade 3.3 borosilicate glass, thickened wall with graduations, DIN GL 45 thread, pouring ring and blue PP screw cap, transparent, chemical resistant, autoclavable, according to ISO 4796, with ring and cap of PP | Piece
| Powder free Gloves, latex, sterile, size 7inch | 50 pairs/ pk
| Centrifuge tube, Conical with cap 20mL | Piece
| Centrifuge tube with conical bottom, 15mL, Sterile | 25/Pkt
| Antiseptic Chlorohexidine hand rub | 450ml/bottle
| Media flask, wide screw neck glass bottle (Borosil) -1000ml | 1000mL
| Pipette tips: sterile, disposable, polypropylene with aerosol barrier. (Certified Rnase / Dnaee-Free, Human DNA-Free, and PCR Inhibitor-Free). Capacity:-100 &#956;L | 960tips/box
| Centrifuge, Refrigerated, Bench top: Digital display and microprocessor control panel; 4 place swing out rotor with maximum capacity of: 4 x 600mL; Max. RPM / RCF: 15000 / 24400 x g; Temperature control: -20 to +40°C; Stand by cooling; Bucket: 4 buckets with biocontainment lid; Operation: Continuous, Timed or Program mode; Touch pad controls with digital display of speed and time; Auto lid release with sounder when rotor stops; Imbalance switch-off; Changeable tube adapters: 2 x 5 x 50mL and 2 x 13 x 15mL tubes; CFC free refrigerant; Operational Environmental conditions: Temperature (+5 to +40) deg Celsius ,Relative Humidity ( 4 to < 90)%, Altitude ( 200 to 3000 ) mtrs, Atmospheric Pressure (500 to 800) mmHg ; Power Supply : 230V ± 6% , 50 Hz ± 1 % ; Power cord with 3 round pin top; noise:<50dBA; Efficiency; minimum 85%; Appropriate voltage stabilizer | Set
| Cephaloridine solution | 500ml
| Silica gel for desiccator with humidity indicator | 1kg
| Calcium chloride (CaCl2.2H2O) | 500gm
| Syringe 20mL, Sterile, Disposable, Individually packed | 20/Pkt
| Serological pipette, Sterile, size 10 ml | 50/pack
| Biohazard bag;20-25 ltrs, Red coloured | each
| Pipette tips: sterile, disposable, polypropylene with aerosol barrier. (Certified Rnase / Dnaee-Free, Human DNA-Free, and PCR Inhibitor-Free). Capacity:-200 &#956;L | 960tips/box
| Powder free ( Nitrile)Sterile disposable rubber gloves:( size Large) | 50 pairs/box
| Media flask, wide screw neck glass bottle (Borosil) -500ml | 500mL
| Ethidium bromide | Packet
| Nalgene sample bottle (125mL) | Piece
| Pipette tip 500mL, Non-filtered, Non-sterile, Reload/Refill | 950/Pkt
| Reagent bottle 100mL, Borosilicate, Transparent colour, Narrow neck with stopper | Piece
| Glycerine | 450ml/bottle
| PCR reaction plate, Cooler for 96 well plates and 0.2mL tubes | Piece
| Bunsen burner, Automatic: Sensors compatible with natural or butane gas; Ignition by touch or hand-free sensor based; Power Supply : 230V ± 6% , 50 Hz ± 1 % ; Power cord with 3 round pin top; noise:<50dBA; Efficiency; minimum 85%. | Set
| Syringe filter, Glass 0.50�m, 25mm | 100/Pkt
| Micro-pipette, Electronic, Single channel, 0.1- 2�L: Compatible with universal micropipette, High precision within +/- 0.8% and accuracy within +/-1.5%; Battery and charging adaptor; Power supply: AC 220-230V, 50-60Hz; Power cord with 3 round pin top | Set
| Heating mantle for 500mL round bottom flask: Stepless variable (rotary switch); With integrated controller; Temperature range 0 - 450°C; Power Supply : 230V ± 6% , 50 Hz ± 1 % ; Power cord with 3 round pin top; | Set
| Pipette tip 10µL, Filtered, Sterile, Disposable, Polypropylene with aerosol barrier (Certified Rnase/Dnaee-free, Human DNA-free, and PCR inhibitor-free) | 1000/Pkt
| Pipette tip 200µL, Non-filtered, Non-sterile, Reload/Refill | 950/Pkt
| Micro-pipette, Manual, Multi-channel, 15 - 300µL: Compatible with universal micropipette tips, high precision within +/- 0.8% and accuracy within +/-1.5% | Set
| Reagent bottle, Glass 250mL | Piece
| PCR tube with flat lid 0.2mL, DNA/RNA free | 500/pkt
| Portable Gas cyclinder trolley (can be used as cyclinder stand too), two wheeler | Piece
| Laboratory filtration pump Transfers filtered liquids directly to waste; Ideal for use both on the work bench and in the laminar flow hood; No additional containers to capture the waste liquid; Quiet design: Optimized to reduce the noise down; Maintenance free: pump technology; Highly durable chemically resistant polytetrafluoroethylene diaphragm; Power Supply : 230V ± 6% , 50 Hz ± 1 % ; Power cord with 3 round pin top; noise:<50dBA; Efficiency; minimum 85%; Appropriate Stabilizer | Set
| Suction flask 2000mL, Glass | Piece
| Incubator, Aerobic, 750L; Temperature range: min.10°C above ambient up to +300°C; Control cockpit: Single display adaptive multifunctional digital PID-microprocessor controller with high-definition, Colour display; Adjustable fan speed, air flap position, programme time, time zones; Ventilation: Fan forced air circulation; SS interior, reinforced by deep drawn ribbing with integrated and protected large-area heating on four sides; Operational Environmental conditions: Temperature (+5 to +40) deg Celsius ,Relative Humidity ( 4 to < 90)%, Altitude ( 200 to 3000 ) mtrs, Atmospheric Pressure (500 to 800) mmHg ; Power Supply : 230V ± 6% , 50 Hz ± 1 % ; Power cord with 3 round pin top; noise:<50dBA; Efficiency; minimum 85%; Appropriate Stabilizer | Set
| Ethidium bromide destaining bags | Packet
| Gauze Piece, 90 cmX 18 m | 1/Pkt
| Powder free(Nitrile) Sterile disposable rubber gloves (Size: Small) | 50 pairs/box
| Thermometer, Digital (-50 to -110) With temperature probe; Temperature LED detector; Supply voltage: 12V (4.5-15V); Accuracy: 0.1; Display: 3 digit LCD digital tube; Display color: Red; Refresh rate: 200ms/time; Temperature probe; Cutting size: 45.5 x 26mm; Power supply: DC Alkaline batteries or coin batteries | Set
| Pipette tip 20µL, Non-filtered, Non-sterile, Reload/Refill | 950/Pkt
| Micro-tip, 2µL, Racked filter tip, Sterile, DNA/RNAase and Pyogen free | 10/pkt
| Biohazard bag;20-25 ltrs, green coloured | each
| Biohazard bag holder (220*280mm) autoclavable | each
| Micro-pipette, Electronic, 8 channels, 20 - 1000µL: Compatible with universal micropipette tips, high precision within +/- 0.8% and accuracy within +/-1.5%; AA alkaline Batteries or Rechargeable Battery and charging adaptor; Power Supply : 230V ± 6% , 50 Hz ± 1 % ; Power cord with 3 round pin top; | Set
| Weighing scale, Benchtop: Max. capacity: 60kg: Readability: 5g; Stainless Steel body; LCD display with multicolor backlit; Internal rechargeable battery with charging adaptor; Power supply: AC 220-230V, 50-60Hz; Power cord with 3 round pin top | Piece
| Measuring cylinder 100mL, 1mL graduated: Transparent PMP, tall form, Autoclavable, No meniscus, Chemically non-absorbent, Non-wetting surface, Excellent chemical resistance, To be used with liquids up to +170°C, ISO 6706 | Piece
| Anaerobic incubator 250L; Temperature range: up to +50°C; Control cockpit: The operating display, logging and CO2 control; Humidity: 40-97%RH and RH-Off; CO2 control: Digital, Electronic CO2 control with dual beam NDIR system, with auto-diagnostic system and acoustic fault indication; Barometric pressure compensation; CO2 adjustment range: 0-20%; O2 adjustment range: 1-20%; Power supply: AC 220-230V, 50-60Hz; Power cord with 3 round pin top | Set
| Pipette stand, Hold up to 12 single channel pipettes or a combo of 3 single and 3 multichannel pipettes; Holds most common brands; Rubber grips to prevent scratching pipette; Rotable holder for easy pipette selection and storage; Weighted base; With fixing screw | Piece
| Pipette 10mL, Glass, Graduated, Sterile | Piece
| Magnetic bar | Piece
| Pasteur pipette, Sterile, Disposable, graduated 1mL and packed individually | 100/Pkt
| Hot plate with magnetic stirrer: White ceramic work surface; Capacity: 10L; Digital controlled; Temperature 50 - 360°C; Max. stirrer speed: 2000RPM; Power Supply : 230V ± 6% , 50 Hz ± 1 % ; Power cord with 3 round pin top; noise:<50dBA; Efficiency; minimum 85%. | Set
| Bio-decontamination system, Hydrogen peroxide vapour, Single system: Quick bio-decontamination of volumes up to 250m3, using parametric control; Easily moveable to areas requiring bio-decontamination; Airflow rates: 7-24 scfm (12-40 m3/h); Vapour injection rate: 1-12g/min; Enclosure decontamination capacity: Nominally 250m3 for room; Operational Environmental conditions: Temperature (+5 to +40) deg Celsius ,Relative Humidity ( 4 to < 90)%, Altitude ( 200 to 3000 ) mtrs, Atmospheric Pressure (500 to 800) mmHg ; Power Supply : 230V ± 6% , 50 Hz ± 1 % ; Power cord with 3 round pin top; noise:<50dBA; Efficiency; minimum 85%; Appropriate Voltage Stabilizer | piece
| Serological pipette 5mL, Graduated in brown 0.01gdt., Conformity certified with ring mark and lettering in blue, ISO 835, 612-3157 | 10/Pkt
| Laboratory filtration pump Transfers filtered liquids directly to waste; Ideal for use both on the work bench and in the laminar flow hood; No additional containers to capture the waste liquid; Quiet design: Optimized to reduce the noise down; Maintenance free: pump technology; Highly durable chemically resistant polytetrafluoroethylene diaphragm; Power supply: AC 220-230V, 50-60Hz; Power cord with 3 round pin top | Set
| Nessler cylinder stand, Polypropylene for 100mL | Piece
| Micro-pipette, Single channel; 200 - 1000µL; Chemical and UV resistant; Resistant to disinfectant; Autoclavable | Set
| Balance, Analytical, Automatic: Internal calibration and Self linearization system; Capacity: 300g; Readability: 0.01mg; Repeatability (Std. Dev.): 0.02mg < 40g, 0.05mg > 40g; Min. load: 0.00020g; Linearity: 0.02mg/0.1mg; Sensitivity drift (10 ..30 C) 1.5ppm/C; Stabilization time: 2 sec.; Touch screen display; Power Supply : 230V ± 6% , 50 Hz ± 1 % ; Power cord with 3 round pin top; | Set
| Electrophoresis system, Large gel Gel size: 20 x 25cm; Buffer volume: 2.3L; Buffer chamber with three-point leveling base; Lid with attached power supply leads; UVT gel tray, six combs (two 16-, two 24- and two 36-well); Built-in buffer exchange ports and bubble level; Output: 10-300V, Fully adjustable in 1V steps, 4-400 mA; Fully adjustable in 1mA steps, 75W (max.); Type of output: Constant voltage or constant current with automatic crossover; Output terminals: 4 pair recessed banana jacks in parallel; Timer control: 1 min-99 hr 59 min, fully adjustable; Pause/resume function; Display: 3-digit LCD; No load detection; Rapid resistance change detection; Ground leak detection; Overload/short circuit detection; overvoltage protection; Over-temperature protection; Input protection: fuse on hot and neutral; Certifications: CE, FDA, ISO, IEC or equivalent standards; Operational Environmental conditions: Temperature (+5 to +40) deg Celsius ,Relative Humidity ( 4 to < 90)%, Altitude ( 200 to 3000 ) mtrs, Atmospheric Pressure (500 to 800) mmHg ; Power Supply : 230V ± 6% , 50 Hz ± 1 % ; Power cord with 3 round pin top; Single phase 2 KVA Online UPS with at least 6 Nos of 12V 9Ah batteries; Output voltage: 230 +/- 6% , 50 Hz; noise:<50dBA; Efficiency; minimum 85%. | Set
| Vacuum pump Direct drive vacuum pumps; Horse power: 0.75 HP; Motor speed: 1800RPM; Hertz: 60Hz; Power supply: AC 220-230V, 50-60Hz; Power cord with 3 round pin top | Set
| Micropipette tip without barriers and nonsterile | 96/Pkt
| Measuring cylinder 50mL, 0.5mL graduated: Glass A, Blue graduated, hexagonal foot and protective collar made of PP that can be slipped on easily, With batch identification, Autoclavable | Piece
| Strainer 190mm, SS | Piece
| Biohazard bag,:50-80 ltrs, Green coloured (autoclavable within 121 degree) | each
| Water bath 40 - 45L: Microprocessor controlled; Integrated autodiagnostic system with fault indication; Digital timer: 1 min. - 999 hours for ON, DELAYED ON, HOLD or HOLD; Set temperature with HOLDING time facility; Resolution of display and setting accuracy: 0.1�C below 99.9�C, 1�C above 100�C; Material: Corrosion resistant; Temperature range: Min. 5�C above ambient up to +200�C heating capability; Power supply: AC 220-230V, 50-60Hz; Power cord with 3 round pin top | Set
| Glass beads 5mm | 1kg
| Microtubes with caps with hoop, tight closing by means of high-grade O-ring seal; sterile, graduated. 2ml, Bottom flat & self standing. | 500 pc/pack
| Filter paper 47mm with high wet strength | 500g
| Biohazard bag;50-80 ltrs, Red coloured ( autoclavable within 121 Degree ) | each
| N95 resperatory face mask | 20/box
| Volumetric flask 1000mL, Glass grade A | Piece
| Centrifuge, Refrigerated, Blood processing, Floor standing: Speed range: 300-10,000RPM, adjustable in 10RPM increments; Max. RCF: 15,320g; Max capacity: 8 x 500mL blood bags; Drive: Brushless induction drive; Acceleration/deceleration: 9/9 profiles; Program memory: 9 + 1 centrifugation programs; Run time: 0-99minutes, plus load; Temperature range: -9 to +40°C; CFC refrigerant free; Temperature 2 digit adjustable in 1°C interval; Microprocessor controlled; Functions: RCF pre-selection, quick run, automatic rotor recognition, imbalance detection and soft touch lid lock; Imbalance: electronic speed and rotor dependant; Rotor: Windshield, capacity 4 x 1000mL; Double blood bag bucket (8 pieces); Max speed: 4400RPM; Max RCF: 5480g; Max. capacity: 8 x 500mL; Adapters for 450/500mL quad, triple “XL”, set of 6; Volume adjustment plates: rubber (set of 12); Taring sticks: 4 each of 6gm and 15gm; Power supply: AC 220-240V, 50Hz; Power cord with 3 round pin top and Appropriate voltage stabilizer to be supplied | Set
| Gloves- Chemical Resistant PPE Cat. III (Large) | 10pairs/Pack
| Gloves - Heat resistant (Large) | 10pairs/Pack
| Ultrasonic bath (25-30L) Ultrasonic frequencies: 20 - 30kHz for coarse cleaning and 40-50kHz for fine washing; Temperature: 50 - 100oC; Automatic temperature control; SS bath with rust resistance and duct to drain water; Swip mode and pulse mode for variable washing procedure; Mesh wire basket to hold cleaning items; LED display to control all the operations; Power adaptor; Power supply: AC 220-230V, 50-60Hz; Power cord with 3 round pin top | Set
| Diamond pencil(slide marking) | 1/pkt
| Thermometer, Digital (-50 to -110) With temperature probe; Temperature LED detector; Supply voltage: 12V (4.5-15V); Accuracy: 0.1; Display: 3 digit LCD digital tube; Display color: Red; Refresh rate: 200ms/time; Temperature probe; Cutting size: 45.5 x 26mm; Power supply: DC 1.5V | Set
| Gloves- Chemical Resistant PPE Cat. III (Small) | 10pairs/Pack
| Glass-fiber filter, Type 2, Retention 1.0µm, Circles size 4.7cm | 100/Pkt
| Laboratory oven, Forced-air: SS grid shelves; Textured SS mounted on lockable castors, with main cables and plugs; Admixture of pre-heated fresh air by electronically adjustable air flap; Volume approx.: 60-75L; 2 SS grid shelves; Max. no. of grid shelves: 6 ; Max. load per grid shelf: 20kg; Max. load of chamber: 120kg; Textured SS exterior; Setting temperature 20-300°C; Setting accuracy: up to 99.9°C: 0.1°C from 100°C: 0.5°C; Power Supply : 230V ± 6% , 50 Hz ± 1 % ; Power cord with 3 round pin top; | Set
| Laboratory refrigerator, Double door; Top freezer type; Temp. range 2 - 8°C; Frost free; Capacity: 400L; Freezer lamp; Power supply: AC 220-230V, 50-60Hz; Power cord with 3 round pin top | Set
| Microwave oven 40L (Minimum): Power output 1000W;Power supply: AC 220-230V, 50-60Hz; Power cord with 3 round pin top | Set
| 0.2 ml PCR tubes; Dnase and Rnase free | 500 tubes / pack
| Bottle top dispenser, Digital 1-10mL; Resistant to all concentrated acids and alkalis | Set
| Micro-pipette, Electronic, Single channel, 1 - 10µL: Compatible with universal micropipette tips, high precision within +/- 0.8% and accuracy within +/-1.5%; AA alkaline Batteries or Rechargeable Battery and charging adaptor; Power Supply : 230V ± 6% , 50 Hz ± 1 % ; Power cord with 3 round pin top; | Set
| Burette, Digital 50mL; Accuracy: 0.06%; Precision titrations within the error limits of Class A; Large, easy-grip hand wheels for sensitive, drop-wise titration; Adjusted horizontally and vertically; No switching needed when changing between filling and titration; Auto power off; Change decimal place settings; Easy cleaning | Set
| Volumetric flask 2000mL, Amber glass grade A | Piece
| Bottle, HDPE 125mL, wide mouth, leakproof and autoclavable | Piece
| Thermometer, Flexible Precision quick response thermometer; Range -65 to +199.9°C; Resolution 0.1°C; Accuracy: -65 to +199.9°C +/-0.5°C; Digital offset and scale adjustment for optimum precision; Power supply: DC Alkaline batteries or coin batteries | Set
| Disposable sterile petriplates 90mmx15mm | 759plates/box
| Volumetric flask 1mL, Glass grade A | Piece
| Split ring cutter for opening reagent bottles | Set
| Volumetric flask 100mL, Glass grade A | Piece
| Volumetric flask 5mL, Glass grade A | Piece
| Volumetric flask 25mL, Glass grade A | Piece
| Volumetric flask 9mL, Glass grade A | Piece
| Syringe filter 0.2�m x 25mm, Single use, Sterile | 50/Pkt
| Volumetric flask 6mL, Glass grade A | Piece
| UV lamp 40W 365nm; Strip light unit with electronical ballast; UVC power 11W ozone free; Power Supply : 230V ± 6% , 50 Hz ± 1 % ; Power cord with 3 round pin top; | Set
| Ultrasonic bath (25-30L) Ultrasonic frequencies: 20 - 30kHz for coarse cleaning and 40-50kHz for fine washing; Temperature: 50 - 100oC; Automatic temperature control; SS bath with rust resistance and duct to drain water; Swipe mode and pulse mode for variable washing procedure; Mesh wire basket to hold cleaning items; LED display to control all the operations; Power adaptor; Power Supply : 230V ± 6% , 50 Hz ± 1 % ; Power cord with 3 round pin top; noise:<50dBA; Efficiency; minimum 85%. | Set
| Syringe 20mL, Sterile | 100/Pkt
| Silica dessicants | 1kg
| Cylinder Trolley: Height 1100mm Width 600mm, Lenght 550mm | Piece
| Bottle, Glass with cap 200mL | Piece
| Specimen container 50mL, Wide mouth, Multi-thread screw cap, Clear break-resistant plastic, Written on with a permanent marker pen, Single-use, clean and sterile; Individually packed | 500/Pkt
| Magnetic bead 10mm | Piece
| Bottle, Clear borosilicate glass, 500mL; Wide screw thread neck with inside diameter of 65mm with graduation and retrace code with duran protect plastic coating; ISO thread GL: 80 | 10/Pkt
| Multi-spinner Centrifugation speed: Fixed at 2800RPM/50Hz and 3500RPM/60Hz; Continuous operation or short spin; Choice of interchangeable rotors for different microtube sizes/combinations and for 0.2mL strips; Temperatures from 4 - 40°C; Power supply: AC 220-230V, 50-60Hz; Power cord with 3 round pin top | Set
| Micro-pipette, Electronic, Repeating, 12.5 - 1250µL: Compatible with universal micropipette tips, high precision within +/- 0.8% and accuracy within +/-1.5%; AA alkaline Batteries or Rechargeable Battery and charging adaptor; Power Supply : 230V ± 6% , 50 Hz ± 1 % ; Power cord with 3 round pin top; | Set
| Surgical N95 respirator mask; Behind the head elastic | Piece
| Laboratory refrigerator 500L: Temp. range: 2 - 8°C; Adjustable plastic steel wire floor; Double transparent outer glass door, with inert gases inside; Safety door latch and electricity-saving lamp; Operational Environmental conditions: Temperature (+5 to +40) deg Celsius ,Relative Humidity ( 4 to < 90)%, Altitude ( 200 to 3000 ) mtrs, Atmospheric Pressure (500 to 800) mmHg ; Power Supply : 230V ± 6% , 50 Hz ± 1 % ; Power cord with 3 round pin top; Single phase 2 KVA Online UPS with at least 6 Nos of 12V 9Ah batteries; Output voltage: 230 +/- 6% , 50 Hz; noise:<50dBA; Efficiency; minimum 85%. | Set
| Thermometer, Digital With temperature probe; LED display; Embedded panel; 2 button batteries; Temperature range: -40 ~ 70°C; Accuracy: +/-1°C; Resolution: 0.1°C; Power supply: DC Alkaline batteries or coin batteries | Set
| Micro-pipette, Electronic, 8 channels, 0.5 - 12.5µL: Compatible with universal micropipette tips, high precision within +/- 0.8% and accuracy within +/-1.5%; AA alkaline Batteries or Rechargeable Battery and charging adaptor; Power Supply : 230V ± 6% , 50 Hz ± 1 % ; Power cord with 3 round pin top; | Set
| Micro-pipette, Digital, Single channel, 5 - 50µL: Compatible with universal micropipette, High precision within +/- 0.8% and accuracy within +/-1.5 %; AA alkaline Batteries or Rechargeable Battery and charging adaptor; Power Supply : 230V ± 6% , 50 Hz ± 1 % ; Power cord with 3 round pin top; | Set
| Sodium hypochlorite solution, 5% w/v | 1L
| Jug 2L, Plastic | Piece
| Autoclaves : Capacity 110-200 litres, TEMPERATURE Operating Range :105ºC to 135ºC, Display Range : 5ºC to 137ºC, Warming Range : 45ºC to 60ºC GAUGE PRESSURE Operating Range (gauge) : 3 to 30 psi (0.021 to 0.206MPa) Maximum Allowable : 38 psi ( 0.26MPa) TIMER :Sterilization 1 to 250 minutes, SAFETY DEVICES :Dual-sensing lid interlock, over-pressure power cutoff, over-temperature power cutoff, low-water power cutoff, mechanical pressure relief valve, lid-closure detector, over-current detector and circuit breaker. ACCESSORIES :Stainless steel, Mesh wire baskets, buckets (pails), and round test tube racks Factory or field installed Data logger. Power Source:220V, 50/60 Hz, | 1
| Molecular grade water, PCR tested, DNAse/RNAse free 1.7mL | 50ml/bottle
| Face mask, Surgical with Ear loop, Sterile | 100/Pkt
| Powder free Gloves, latex, sterile, size 7.5inch | 50 pairs/ pk
| Magnetic retriever rod length of 30-50 cm, diameter of <1 cm, material- Polyethylene | Set
| Beaker, Low form with graduation and spout 1000mL | Piece
| Aerosol tight lid for rotor bucket, Set of 4 pcs | Piece
| Beaker, Glass 50mL | Piece
| Beaker, Low form with graduation and spout 600mL | Piece
| Polyethylene bag with seal 500mL, Sterile | Piece
| Biohazard bag holders for autoclaveable HDPE bags | Piece
| Basket, Polished SS 300 x 300mm; Round shaped with handles to carry; Autoclaveable; Rust free and resisitance to chemicals | Set
| Bottle, 2000mL Grade 3.3 borosilicate glass, thickened wall with graduations, DIN GL 45 thread, pouring ring and blue PP screw cap, transparent, chemical resistant, autoclavable, according to ISO 4796, with ring and cap of PP | Piece
| Vortex Mini-shaker Solid-state electronic control; Adjustable speed: 40 - 3200RPM; Touch or continuous mode using the three-way switch; Power Supply : 230V ± 6% , 50 Hz ± 1 % ; Power cord with 3 round pin top; noise:<50dBA; Efficiency; minimum 85%. | Set
| Fume hood with base cabinet, Acid digestion: Unplasticized polyvinylchloride internal surfaces (including the work surface) and a polycarbonate sash window; UL classified; Excellent protection against acids; 5°sloped front; Superior containment at 0.3m/s; Electronically ballasted lighting; Typical light intensity on work surface 600-1000 lux; Exhaust volume minimumm of 1200- 1700 cmh at 60-88 pa. Internal work area of atleast 1500 x 600 X 1200 mm. U-PVC exhaust collar; Shaping vanes; Sash made from polycarbonate; Sash stop limits, beyond 457mm; Movable sash to be raised; Aerodynamic foil entry for max. airflow to sweep the critical boundary layer near the work surface level; Removable baffle system; Chain and sprocket system; Removable front panel; all accessories for Local ducting and exhaust fan available; Operational Environmental conditions: Temperature (+5 to +40) deg Celsius ,Relative Humidity ( 4 to < 90)%, Altitude ( 200 to 3000 ) mtrs, Atmospheric Pressure (500 to 800) mmHg ; Power Supply : 230V ± 6% , 50 Hz ± 1 % ; Power cord with 3 round pin top; noise:<50dBA; Efficiency; minimum 85%; Appropriate Voltage Stabilizer | Set
| Bottle, HDPE 25mL wide mouth, leakproof and autoclavable | Piece
Biohazard bag;20-25 ltrs, Red coloured (Autoclable)
| Equipment (General) | Section header
| Gloves - Heat resistant (Medium) | 10pairs/Pack
| RNAse away in thermofisher spray bottle | 475ml/bottle
| Volume dispenser, Bottle top 2.5-25mL; Subdivision: 0.1mL±0.5%; Precision: =0.1%; Easy to dismantle; With replaceable filling valves; Autoclavable; Digital display; Easy calibration; With reagent bottle (amber); Resistant to all concentrated acids and alkalis | Set
| Microwave oven 40L (Minimum): Power output 1000W; Operational Environmental conditions: Temperature (+5 to +40) deg Celsius ,Relative Humidity ( 4 to < 90)%, Altitude ( 200 to 3000 ) mtrs, Atmospheric Pressure (500 to 800) mmHg ; Power Supply : 230V ± 6% , 50 Hz ± 1 % ; Power cord with 3 round pin top; noise:<50dBA; Efficiency; minimum 85%. | Set
| Thermometer For oven; Aluminium; Temperature: 50 to +300�C | Set
| Refrigerated centrifuge, Bench top: Digital display and microprocessor control panel; 4 place swing out rotor with maximum capacity of: 4 x 600mL; Max. RPM / RCF: 15000 / 24400 x g; Temperature control: -20 to +40°C; Stand by cooling; Bucket: 4 buckets with biocontainment lid; Operation: Continuous, Timed or Program mode; Touch pad controls with digital display of speed and time; Auto lid release with sounder when rotor stops; Imbalance switch-off; Changeable tube adapters: 2 x 5 x 50mL and 2 x 13 x 15mL tubes; CFC free refrigerant; Certifications: CE, FDA, ISO, IEC or equivalent standards; Operational environmental conditions: Temperature 5-40°C; Relative humidity: 4 to <90%; Altitude 200-3000m; Atmospheric pressure 500-800mmHg; Power supply: AC 220V- 240V, 50Hz; Power cord with round 3 pin top; Appropriate voltage stabilizer | Set
| Centrifuge, Fixed angle rotor: Changeable rotor heads; Brushless motor; Spins up to 13,500RPM; Quick acceleration and deceleration; Quiet operation (<60 dB); Adjustable speed; Short spin button; Accepts 2 interchangeable rotors, each with a see-through polypropylene lid; Operational Environmental conditions: Temperature (+5 to +40) deg Celsius ,Relative Humidity ( 4 to < 90)%, Altitude ( 200 to 3000 ) mtrs, Atmospheric Pressure (500 to 800) mmHg ; Power Supply : 230V ± 6% , 50 Hz ± 1 % ; Power cord with 3 round pin top; noise:<50dBA; Efficiency; minimum 85%. | Set
| Desiccator Standard ground stopcock in the interchangeable cover; Porcelain; with various perforations and one large hole in centre | Set
| Stand for 0.2mL PCR tubes/rack, SBS: With 96 holes in 8 x 12 array, for vials 0.2mL, individual vials, on strips or plates, in diffrent colours 4x blue, 4x red, 2x white | Piece
| Bottle, Clear borosilicate glass, 250mL; Wide screw thread neck with inside diameter of 65mm with graduation and retrace code with duran protect plastic coating; ISO thread GL: 80; 111 x 95mm | 10/Pkt
| Electrophoresis system, Large gel Gel size: 20 x 25cm; Buffer volume: 2.3L; Buffer chamber with three-point leveling base; Lid with attached power supply leads; UVT gel tray, six combs (two 16-, two 24- and two 36-well); Built-in buffer exchange ports and bubble level; Output: 10-300V, Fully adjustable in 1V steps, 4-400 mA; Fully adjustable in 1mA steps, 75W (max.); Type of output: Constant voltage or constant current with automatic crossover; Output terminals: 4 pair recessed banana jacks in parallel; Timer control: 1 min-99 hr 59 min, fully adjustable; Pause/resume function; Display: 3-digit LCD; No load detection; Rapid resistance change detection; Ground leak detection; Overload/short circuit detection; overvoltage protection; Over-temperature protection; Input protection: fuse on hot and neutral; Certifications: CE, FDA, ISO, IEC or equivalent standards; Operational environmental conditions: Temperature 5-40oC; Relative humidity: 4 to <90%; Altitude 200-3000m; Atmospheric pressure 500-800mmHg; Power supply: AC 220-230V, 50-60Hz; Power cord with 3 round pin top; Appropriate voltage stabilizer | Set
| Thermometer, Digital (-100 to -200) With temperature probe; Temperature LED detector; Supply voltage: 12V (4.5-15V); Accuracy: 0.1; Display: 3 digit LCD digital tube; Display colour: Red; Refresh rate: 200ms/time; Temperature probe; Cutting size: 45.5 x 26mm; Power supply: DC Alkaline batteries or coin batteries | Set
| Microtube with cap 2mL, Tight closing by means of high-grade O-ring seal; Sterile, Graduated; Flat bottom and self standing | 500/Pkt
Biohazard bag, 5-10ltrs, blue coloured
| Laboratory freezer, Ultra-low, Upright: CFC free; Double refrigeration system; Temperature: -86 to 0°C ±0.5°C; Capacity: 600-700L with min. 3 SS, rust free shelves; Digital and Microprocessor temperature control; Audio and visual alarms for Voltage, Over heat, Over cool; Fixed in casters; Security lock to prevent unintentional switch off; Short cooling time of 4 to 5 hours; Continuous duty and frost-free; Access port for carbon dioxide back up; Electrically heated doors for quick opening of frozen doors; Certifications: CE, FDA, ISO, IEC or equivalent standards; Operational Environmental conditions: Temperature (+5 to +40) deg celcius ,Relative Humidity ( 4 to < 90)%, Altitude ( 200 to 3000 ) mtrs, Atmospheric Pressure (500 to 800) mmHg ; Power Supply : 230V ± 6% , 50 Hz ± 1 % ; Power cord with 3 round pin top; Single phase 2 KVA Online UPS with at least 6 Nos of 12V 9Ah batteries; Output voltage: 230 +/- 6% , 50 Hz; noise:<50dBA; Efficiency; minimum 85%. | Set
| Volumetric flask 100mL, Amber glass grade A | Piece
| Suction flask 500mL, Glass | Piece
| Anaerobic incubator 250L; Temperature range: up to +50°C; Control cockpit: The operating display, logging and CO2 control; Humidity: 40-97%RH and RH-Off; CO2 control: Digital, Electronic CO2 control with dual beam NDIR system, with auto-diagnostic system and acoustic fault indication; Barometric pressure compensation; CO2 adjustment range: 0-20%; O2 adjustment range: 1-20%; Operational Environmental conditions: Temperature (+5 to +40) deg Celsius ,Relative Humidity ( 4 to < 90)%, Altitude ( 200 to 3000 ) mtrs, Atmospheric Pressure (500 to 800) mmHg ; Power Supply : 230V ± 6% , 50 Hz ± 1 % ; Power cord with 3 round pin top; noise:<50dBA; Efficiency; minimum 85%; Appropriate Voltage Stabilizer | Set
| Incubator, Aerobic, 250L; Temperature range: min. 10°C above ambient up to +80°C; Control cockpit: Single display adaptive multifunctional digital PID-microprocessor controller with high-definition; Colour display; Adjustable fan speed, air flap position, programme time, time zones; Ventilation: Fan forced air circulation; SS interior, reinforced by deep drawn ribbing with integrated and protected large-area heating on four sides; Power supply: AC 220-230V, 50-60Hz; Power cord with 3 round pin top | Set
| Bottle, Clear borosilicate glass, 2000mL; Wide screw thread neck with inside diameter of 65mm with graduation and retrace code with Duran protect plastic coating; ISO thread GL: 80; 248 x 136mm | 10/Pkt
| Incubator, Aerobic, 750L; Temperature range: min.10°C above ambient up to +300°C; Control cockpit: Single display adaptive multifunctional digital PID-microprocessor controller with high-definition, Colour display; Adjustable fan speed, air flap position, programme time, time zones; Ventilation: Fan forced air circulation; SS interior, reinforced by deep drawn ribbing with integrated and protected large-area heating on four sides; Power supply: AC 220-230V, 50-60Hz; Power cord with 3 round pin top | Set
| Volumetric flask 250mL, Amber glass grade A | Piece
| Distillation unit, Mono distiller: Conductivity <2 - 5µs/cm at 25°C; Water still min. 4L/Hr without water tank and hose set; Certifications: CE, FDA, ISO, IEC or equivalent standards; Operational environmental conditions: Temperature 5-40°C; Relative humidity: 4 to <90%; Altitude 200-3000m; Atmospheric pressure 500-800mmHg; Power supply: AC 220-240V, 50Hz; Power cord with 3 round pin top; Appropriate voltage stabilizer | Set
| Spatula, SS 50 x 9mm bowl, 45x9mm spatula, 22mm length | Piece
| Volumetric flask 10mL, Glass grade A | Piece
| Magnetic bead 25mm | Piece
| Barcode printer, Portable, Benchtop Min. resolution of 250dpi; Connectivity options for ethernet or Bluetooth 2.0, fixed transmissive or reflective sensor with software; Power Supply : 230V ± 6% , 50 Hz ± 1 % ; Power cord with 3 round pin top; | Set
| Test tube, Flat bottom with screw cap 30mL, Transparent plastic: Grips on the cap for easy opening and closing while wearing gloves; Dia. of cap: 30mm; Dia. of tube: 25mm; Total height with cap: 92mm; Autoclavable, Temperature range: Tube: -196�C to +121�C; Cap: -50�C to +100�C | 500/Pkt
| Automatic sample dilutor, for preparation of calibration standards and QC samples form a multi-solution, precision and accuracy of 0.02 ml, syringe capacity 5, 10 and 20 ml, reagent flow rate 0.5 to 2 ml/s, teflon-coated rigid graphite probe, method driven by user-specified through integrated PC software, tube capacity of 360, 240 v, 50/60 Hz; Operational Environmental conditions: Temperature (+5 to +40) deg celcius ,Relative Humidity ( 4 to < 90)%, Altitude ( 200 to 3000 ) mtrs, Atmospheric Pressure (500 to 800) mmHg ; Power Supply : 230V ± 6% , 50 Hz ± 1 % ; Power cord with 3 round pin top; Single phase 2 KVA Online UPS with atleast 6 Nos of 12V 9Ah batteries; Output voltage: 230 +/- 6% , 50 Hz; noise:<50dBA; Efficiency;minimum 85%. | Set
| Pipette washer/dryer Feed water inlet/drain hose; User-set wash, rinse and dry cycle times and the number of rinses; LCD display; Wash time: 0 - 8 hours in 1 minute increments; Rinse time: 0 - 4 hours in 1 minute increments; Total no. of rinses: 0 - 10; Dry time: 0 - 8 hours in 1 minute increments; Display alerts for lid pause, fault-drain, fault-no water and fault-water found; All faults cancel the wash cycle; User-set delayed start (up to 8 hours); SS and powder-coated steel exterior; SS pipette holder; SS back splash and clear acrylic cover | Set
| Pipettor, Electronic | Set
| Hygro-thermometer, Digital: Wall mountable; Temperature range: -10-60°C; Humidity range: 10-99% | Set
| Whatman inlet 1.0µm PTFE L# T020 (Filter for Elisa washer) | Packet
| Digital A6 graphic printer: Printing Method: Direct thermal printing, Resolution: 325 dpi, Gradations: 8 bits (256 levels) processing, Picture Elements:4,096 x 1,280 dots, Picture Area: 320 x 100 mm (12 5/8 x 4 inches), Paper Size: Paper width of 110 mm (4 3/8 inches), Printer Driver Software: Microsoft Windows 2000/XP/Vista; Accessories: Thermal head cleaning sheet, CD-ROM, Media label, USB cable, Software with License | Set
| Bottle, Clear borosilicate glass, 1000mL; Wide screw thread neck with inside diameter of 65mm with graduation and retrace code with duran protect plastic coating; ISO thread GL: 80 | 10/Pkt
| Pipette tip 50µL, Non-filtered, Non-sterile, Reload/Refill | 950/Pkt
| Petriplates, Sterile, Disposble 90 x 15mm | 500/box
| Biosafety cabinet, Class 2 Type A2 With base console stand/wheels; Width max. 1.2m; Exhaust HEPA filter; Standard inflow velocity 105fpm (0.53m/s); Viewing window: Standard safety plate sliding glass; Face velocity > 100fpm; Light Intensity at work surface >800lux over the entire work surface; Noise level: <70 dBA; UV germicidal lamp intensity: >40 microwatt/sq.cm; Main body, side and rear panel: Electrogalvanized steel or Mild steel, oven baked epoxy powder coated finish; Individual switches and indicator lamps for blower motor, florescent lamp and UV lamp; Tested and comply with the following requirements (at site): Down flow velocity and volume test; Inflow velocity test; Airflow smoke pattern test; HEPA filter leakage test; Cabinet leakage test; Electrical leakage: Ground circuit resistance and polarity test; Lighting intensity test; Vibration test; Noise level test; UV lamp intensity test; Alarms and indicators test; Calibrated differential pressure gauge; Certifications: CE, FDA, ISO, IEC or equivalent standards; Operational environmental conditions: Temperature 5-40oC; Relative humidity: 4 to <90%; Altitude 200-3000m; Atmospheric pressure 500-800mmHg; Power supply: AC 220-230V, 50-60Hz; Power cord with 3 round pin top; Appropriate voltage stabilizer Accessories: HEPA filter (1 no.); Prefilters (2 nos.) | Set
| Sterility indicator tape, Hot air oven: Dry heat indicator tape, Colour change from green to brown, 19mm x 50m | Roll
| Bottle, Glass with cap 5000mL | Piece
| Micro-pipette, Single channel 0.1 - 2µL, Chemical and UV resistant; Resistant to disinfectants; Autoclavable | Piece
General Reagents | TBE buffer, 10X | 1Ltr
| Absolute Ethanol 99% v/v: - Glass amber. | 2.5 Ltrs / bottle
| Agarose, molecular grade | 500g/pack
| MilliQ water | 500ml/bottle
| Spirit | Liter
| Methyl alcohol | 1L
| Sodium Hypochlorite solution,4% w/ v | 1 ltr/bottle
| Acetone | 1litre/bottle
| UltraPure Agarose (Gel) | 100g/pack
INFECTIOUS DISEASE SEROLOGY LAB (Consumables) | Nalgene bottles-250 ml | 72/pck
| ProClin 300 | 300 ml
| Nalgene bottles-30 ml | 72/pck
| Nalgene bottles-60 ml | 72/pck
| 4G Cartoons: - (UN Spec fibreboard carton, designed to carry all classes of dangerous goods. This is our smallest DG carton with dimensions of L: 19cm x W: 19cm x H: 25cm) | each
| 4G Cartoons: - (UN Spec fibreboard carton, designed to carry all classes of dangerous goods. This is our second smallest DG carton with dimensions of L:27cm x W: 27cm x H:35.3cm) | each
Infectious Disease Serology Laboratory | Antigen (KMP11) | 1mg/bottle
| RMSF(rocky mountain spotted fever) IgM ELISA; 96 well, plate format | 96 test/ pk
| ELISA, Herpes simplex | 96/Pkt
| Diptheria IgM, ELISA | 96/Pkt
| Rubella IgM | 96/Pkt
| Centrifuge, Refrigerated: Max. capacity: 4 x 800mL blood bags; Temperature range: -20~40°C; Max. speed: 4000RPM; Accuracy: 20RPM; Max. RCF: 3450 x g; Power supply: AC 220-230V, 50-60Hz; Power cord with 3 round pin top | Set
| Scrub typhus NS1, ELISA | 96/Pkt
| Scub typhus IgM/IgG, Rapid kit | 96/Pkt
| Microcentrifuge tube with attached screw cap 2mL, PP, graduated, Temperature: -196°C to +121°C, Autoclavable, PP screw cap with silicone seal, with frosted marking, Able to withstand centrifugation to 20000 x g | 1000/Pkt
| ELISA, IgG, Hepatitis E | 96/Pkt
| Mumps IgM ELISA | 96test/pcks
Equipment (IDSL)
| ELISA, HIV-1/2 | 96/Pkt
| Citrate -phosphate buffer (pH 5.0) *** | 100ml/bottle
| HSV 1+2 IgM EIA | 96test/pcks
| ELISA, IgM, Diptheria pertussis | 96/Pkt
| Epstein Barr- Virus IgM ELISA | 96test/pcks
| Rapid test kit, IgG Chlymadia | 30/Pkt
| Pipette tip, 10µL, Sterile, Disposable | 96/Pkt
| Tsutsugamushi IgM/IgG Rapid | 30test/pcks
| Laboratory freezer, Vertical, -80°C: Temperature range -50 to -86°C; Capacity Min.700-800L;With min. 3 SS, rust free shelves; Digital and Microprocessor temperature control; Audio and visual alarms for Voltage, Over heat, Over cool; Fixed in casters; Security lock to prevent unintentional switch off; Short cooling time of 4 to 5 hours; Continuous duty and frost-free; Access port for carbon dioxide back up; Electrically heated doors for quick opening of frozen doors; Certifications: CE, FDA, ISO, IEC or equivalent standards; Operational environmental conditions: Temperature 5-40°C; Relative humidity: 4 to <90%; Altitude 200-3000m; Atmospheric pressure 500-800mmHg; Power supply: AC 220-240V, 50Hz; Power cord with 3 round pin top | Set
| ELISA, RSV-Respiratory/pneumonia- | 96/Pkt
| IDSL-Reagent | Section header
| Hepatitis A IgM, ELISA | 96/Pkt
| IgM, Hepatitis D | Kit
| IgM, Brucella | Kit
| ELISA, IgM, Mumps | 96/Pkt
| ELISA, IgM, Pertusis | 96/Pkt
| ELISA, IgM, Herpes simple,Virus 1 and 2 | 96/Pkt
| ELISA, Varicella zoster | 96/Pkt
| Rapid test kit, HCV | 30/Pkt
| Dengue IgG ELISA | 96test/pcks
| Dengue IgM ELISA | 96test/pcks
| Kala-azar kit-Rapid | 50test/pcks
| Rapid test kit, Dengue NS1 | 25/Pkt
| Rapid test kit, Dengue IgM/IgG/NS1 | 25/Pkt
| ELISA, IgG, Crimean Congo hemorrhagic fever virus | 96/Pkt
| Murine Typhus IgM ELISA; 6 well, plate format | 97 test/ pk
| ELISA, IgG, Dengue | 96/Pkt
| Pipette tip 500µL, Sterile, Disposable | 96/Pkt
| Pipette tip, 50µL, Sterile, Disposable | 96/Pkt
| SERODIA HIV-1/2 | 100test/pcks
| Genscreen HIV Ag/Ab Combination | 192test/pcks
| Leptospirosis kit IgG ELISA | 96test/pcks
| Pipette tips, 200µL, Sterile, Disposable | 96/Pkt
| Particle agglutination test, HIV | 100/Pkt
| Leptospirosis IgM/IgG | 30/Pkt
| Particle agglutination test, HCV | 100/Pkt
| Pipette tips, 20 &#956;L: Sterile, Disposable | 96/Pkt
| Scrub Typhus NS1 ELISA | 96test/pkt
| Rapid test kit, Antigen, MPT 64 | 25/Pkt
| 8 Manifold, For ELX 50 BIOtek; Application: For ELISA plate washer | set
| Rapid test kit, HIV | Piece
| ELISA test kit, Dengue NS1 | 96/Pkt
| ProClin 300, Biocide | 400mL
| Rabbit anti-human IgG (H+L)(HRP conjugated)whole molecule | 1.5ml/bottle
| ELISA test kit, HEV IgM | 96/Pkt
| ELISA, IgG, Epstein-Barr virus | 96/Pkt
| ELISA, IgG, Leptospirosis | 96/Pkt
| ELISA, Fully automated Safety and traeability through barcode identification; Open system; Validated IMMUNO assay parameters for serum, plasma and cerebrospinal fluid; High combinability between different assays; Allow processing of up to 70 tests/hr.- up to 7plates; 180 samples at the start of a run; Ready touse reagents; Custom made racks and automated reagent identification without manual data entry; Graphical interface; Certifications: CE, FDA, ISO, IEC or equivalent standards; Operational environmental conditions: Temperature 5-40oC; Relative humidity: 4 to <90%; Altitude 200-3000m; Atmospheric pressure 500-800mmHg; Power supply: AC 220-230V, 50-60Hz; Power cord with 3 round pin top | Set
| ELISA test kit, Hepatitis E IgM | 96/Pkt
| Pipette tips, 20 µL: Sterile, Disposable | 96/Pkt
| ELISA test kit, Mumps, IgM | 96/Pkt
| ELISA, IgM, Leptospirosis | 96/Pkt
| HIV Ab, Western blot | 100/Pkt
| ELISA, TB | 96/Pkt
| Line immuno assay HIV score | 20/Pkt
| ELISA, IgM, Scrub typhus | 96/Pkt
| Rapid test kit, HIV1/2 | 30/Pkt
| ELISA, NS1, Scrub typhus | 96/Pkt
| ELISA, IgM, Varicella zooster | 96/Pkt
| ELISA, NS1, Dengue | 96/Pkt
| ELISA, IgM, Tetanus | 96/Pkt
| ELISA, IgM, Rubella | 96/Pkt
| ELISA test kit, Brucella, IgG | 96/pkt
| ELISA test kit, Leptospirosis, IgM | 96/Pkt
| Antigen (rK39) | 1mg/bottle
| ELISA, Toxoplasma gondii | 96/Pkt
| HCV antibody, ELISA 4th generation | 96/Pkt
| ELISA test kit, Hepatitis D, IgG | 96/pkt
| Rapid test kit, IgM Chlymadia | Piece
| Rapid plasma reagin kit | Piece
| Rapid test kit, HCV | Piece
| ELISA, IgM, Hepatitis A | 96/Pkt
| ELISA, IgM, Measles | 96/Pkt
| ELISA, IgM, Hepatitis E | 96/Pkt
| ELISA, IgM, Japanese encephalitis | 96/Pkt
| ELISA test kit, HAV IgM | 96/Pkt
| Syphilis test, Treponema pallidum particle agglutination | 100/Pkt
| ELISA, IgM, Dengue | 96/Pkt
| ELISA, Hepatitis C virus | 96/Pkt
| ELISA, IgM, Epstein-Barr virus | 96/Pkt
| Rapid test kit, NS1, Scrub typhus | 30/Pkt
| ELISA, IgG/IgM, Hanta virus | 96/Pkt
| OPD substrate solution(O-phenylenediamine dihydrochlorde) | 25g/bottle
| ELISA, IgG, Scrub typhus | 96/Pkt
| ELISA, IgM, Bordella pertussis | 96/Pkt
| Rapid test kit, Miningitis: Latex particle coated with specific antibodies; Detection of soluble antigen and identification of Neiseria meningitidis A, C, Y/W 135, B/E. coli K1, Hemophilus influenzae B, Streptococcus pneumoniae, Streptococcus B | 25/Pkt
| ELISA, IgG, Rubella | 96/Pkt
| Pipette tips 2000µL, Sterile, Disposable | 96/pkt
| ELISA, IgM, Brucellosis | 96/Pkt
| ELISA, IgG, Measles | 96/Pkt
| Meningitis/Encephalitis panel | Piece
| ELISA, IgG, Japanese encephalitis | 96/Pkt
| Dry ice machine, Small scale Yield of solid dry ice with up to a 30% reduction in wasted carbon dioxide from a standard cylinder; Pull out tray and tip dry ice slab; No direct handling of ice required; Quick connection fitting to the CO2 supply line without unscrewing or unlatching | Set
| ELISA, IgG, Hepatitis A | 96/Pkt
| Bordetella pertusis IgM, Rapid test | 50/Pkt
| ELISA, IgM, Chlymadia trachomatis | 96/Pkt
| ELISA, Hepatitis C virus, 4th generation | 96/Pkt
| ELISA, HIV Ag/Ab combination (4th generation) | 96/Pkt
| ELISA, IgG, Chlymadia trachomatis | 96/Pkt
| ELISA, Hepatitis B surface antigen (HBsAg) | 96/Pkt
| Calcium chloride, anhydrous | 10g pack
| HBsAg, Neutralization test | 96/Pkt
| HIV 1 and 2 Ab, Gelatin particle agglutination | 100/Pkt
| Pro cell(380mL) for Cobas E411 (Roche Diagnostic Germany) | ml
| SYS wash Elecsys for Cobas E411 (Roche Diagnostic Germany) | ml
| Vitamin B12 calset (Calset 1 and 2) for cobas E411 (Roche Diagnostic Germany) | 2X1mL
| 96-well-flate bottomed microplates ELISA (Adhesive) | 50plates/pack
| Carbonate bicarbonate coating buffer (ph-9.6) | 10pkts/pack
| Phosphate buffered saline | 10 pkts/pack
| Miningitis rapid test kits: - Latex particle coated with specific antibodies. Detection of soluble antigen and identification of Neiseria meningitidis A, C, Y/W 135, B/E.COLI K1, Hemophilus influenzae B, streptococcus pneumoniae, streptococcus B. | 25test/kit
| Yellow Fever IgM ELISA | 96test/pcks
| ELISA test kit, Hepatitis B envelope antigen-HBeAg | 96/Pkt
| HCV antibody, Gelatin Particle Agglutination | 100/Pkt
| Rapid test kit, HBsAg | 30/Pkt
| Rapid SARS-Cov-2 antigen test, immunochromatographic | packet
| Elecsys Anti-SARS-Cov-2 S for cobas E411 (Roche Diagnostic Germany) | ml
| Rapid SARS-Cov-2 antigen test, fluorescence detection | packet
| Fluorescent immunoassay analyzer, Standard F200, sample capacity: individual, acceptable sample: serum, plasma, whole blood, nasal swap | set
| SYS clean for Cobas E411 (Roche Diagnostic Germany) | ml
| Cleancell for Cobas E411 (Roche Diagnostic Germany) | ml
| Assay cup Elecsys for Cobas E411 (Roche Diagnostic Germany) | packet
| Calset Anti-SARS-Cov-2 S for Cobas E411 (Roche Diagnostic Germany) | ml
| Plague Elisa IgM | 96test/pcks
| Rapid test kit, IgM, Dengue | 96/Pkt
| Polio IgM/G ELISA | 96test/pcks
| Hepatitis E IgM ELISA | 96test/pcks
| Tube sealer, Sterile, Portable: High frequency di-electric heating; Battery backup; Sealing of each tube in approx.1.5 seconds; Power supply: AC 220-230V, 50-60Hz; Power cord with 3 round pin top | Set
| Rabbies IgM ELISA | 96test/pcks
| Tetanus IgM ELISA | 96test/pcks
| Brucellosis IgM ELISA | 96test/pcks
| ELISA test kit, Measles, IgM | 96/Pkt
| Niph Virus IgM ELISA | 96test/pcks
| ELISA test kit, Hepatitis B core antigen (HBCAg) | 96/Pkt
| ELISA test kit, Hepatitis A IgM | 96test/pkt
| ELISA test kit, Kala azar | 96/pkt
| ELISA test kit, Epstein Barr-virus IgM | 96/Pkt
| Varicella Zooster Virus IgM ELISA | 96test/pcks
| HCV antibody, Western blot | 100/Pkt
| Rapid test kit, IgM/IgG, Scrub typhus | 30/Pkt
| In-vitro diagnostic test kit, HIV 1/2 | 100/Pkt
| Murex HBsAg ELISA | 96test/pcks
| Dengue NS1 ELISA | 96test/pcks
| Rapid test kit, Leptospirosis | Piece
| Biochemistry and immunology Analyzer: Fully automated, continuous loading and random access system for immunoassay analysis based on ECL technology. Available as a disk and rack system. System components: Analytical module including touch screen PC. Test throughput: Upto 86 test/hr. Programmable parameter: Max 60 assays definable via 2D barcode. Sample types: serum, plasma, urine and other body fluids. Onboard sample capacity: disk: 30 samples, rack: 75 samples on 15 RD standard 5 position rack. Sample container types: Primary tubes: 5-10 mL: 16x100, 16x75, 13x100, 13x75, sample cup: 2.5mL. Sample volume: 10-50 uL. Sample probe: Disposable tips for individual sample to avoid carry over; sample clot detection; liquid level detection. System interface: Touch screen PC, RS232 serial interface, bidirectional, standard PC port (USB, ethernet, serial, etc.) for other comunication device. Sample database: 2000 result for routine, STAT and control. Test methods: Pre-defined assay protocol (sandwich, competitive, titration). Calibration method: 2-poiint calibration per lot. QC methods: individual QC, cumulative QC, preventive QC after calibration. Rerun/repeat/reflex: supported. Electrical requirement: power : 230V ± 6% , 50 Hz ± 1 % ; Power cord with 3 round pin top; consumption 1000VA. Operating conditions: Ambient temperature (8 to 32 degree Celcius), ambient humidity ( 20% to 80%), noise output: 60 dbA (standby mode), 63dbA (avg. during operation). Physical dimensions: Width: 120 to 170 cm (disk/rack); depth: 73 to 95 cm (disk/ rack); height: 56 cm (w/o PC unit); weight: Approx 170 kg (disk) and 210 kg (rack). | set
| Leptospirosis kit IgM ELISA | 96test/pcks
| SERODIA HCV | 220 test/pcks
| Rapid test kit, IgM, Entero virus | 30/Pkt
| ELISA test kit, Chikungunya | 96/pkt
| Treponema pallidum Ab, Rapid test | 100/Pkt
| HBsAg, ELISA 4th generation | 96/Pkt
| Rapid test kit, IgM, Leptospirosis | 30/Pkt
| ELISA test kit, Kala azar | 96/pkt
| H.pylori IgG/IgM, Combo EIA | 96/Pkt
| Rapid test kit, Influenza A and B antigen | 25/Pkt
| Dip IgM ELISA | 96test/pcks
| Rapid test kit, IgG/IgM, Hanta virus | 30/Pkt
| Microcentrifuge tube, 2.0mLscrewcap: Ultra-clear polypropylene crips printed graduations, Centrifugeable at upto 22,000 x g; Crystal clear graduation; Sterile; Leak proof O ring seal; Self standing; Caps assembled | 500/Pkt
Consumables (IDSL)
| ISD Sample Pre-treatment for cobas E411 (Roche Diagnostic Germany) | 1 X 30 ml
| Preci control anti SARS Cov 2 S for cobas E411 (Roche Diagnostic Germany) | 3 ml
| Diluent Universal for Cobas E411 (Roche Diagnostic Germany )(3183971122) | ml
| Measuring cell for cobas E411 (Roche Diagnostic Germany) | piece
| Vitamin B12 reagent for cobas E411 (Roche Diagnostic Germany) | 100 tests
| Pertusis IgM ELISA | 96test/pcks
| Plasma expresser, Manual: Spring loaded stainless steel; Fitted with 8mm plexiglass plate; Accommodate bags to up to 500mL volume | Set
| Hybridization tube, Polypropylene cap with silicone O-rings for Northern, Southern or Western blots, 35 x 300mm | Piece
| Carbon dioxide cylinder with siphon; Cylinder type; 20-30kg; Industrial grade; Purity 99.5%, Volume (cu.Ft) 436, Pressure (PSIG) 835 | Set
| Pipette tips, 100µL, Sterile, Disposable | 96/Pkt
| Pipette tip, 5&#956;L, Sterile, Disposable | 96/Pkt
| Cryo storage box Withstand harsh conditions (-80C to +121oC) freezer box and can store tubes up 53.5mm in height; With a lock and seal triple hinge and locking clasp on the front | 5/Pkt
| Maintenance kit 12 months for cobas E411 (Roche Diagnostic Germany) | packet
| Pipette tips 5 to 10mL, Sterile, Disposable | 25/Pkt
| Assay tips for Cobas E411 (Roche Diagnostic Germany) | packet
| Serum filter set Pump with 0.45µL SPFA filter | Set
| Micro-pipette, Adjustable 5 to 10 mL: Smooth and controllable piston action; Click stop with automatic locking system on upper volume; Click to desired volume and stay there even after large number of dispensing; Highest level of accuracy and precision. | piece
| Rapid test kit, Treponema pallidum | 30/Pkt
| Rapid test kit, Kala-azar | 30/Pkt
| ELISA Microplate reader: 96 well microplate reader with computer interfacing and printer; Spectrosoft PC software; Installed filters of wavelengths 340, 405, 414, 450, 492, 540, 600, 690nm; Wavelength accuracy: 2nm stand alone, 1nm with PC software; Wavelength range 340-750nm; Linearity 0...4.00A; Max. dev. < 2% 0...3.000A at 340nm and 620nm; Dynamic range 0.000 A ... 6.000 A; Accuracy 1% or 0.002A, whichever is greater (0...2.000 A), 2% (2.000...3.000 A); Precision; CV<0.2% or 0.002A, whichever is greater (0...3.000A) CV<1.0% at 4.000A; Measurement speed 6 seconds on 96 well plate; Certifications: CE, FDA, ISO, IEC or equivalent standards; Operational Environmental conditions: Temperature (+5 to +40) deg celcius ,Relative Humidity ( 4 to < 90)%, Altitude ( 200 to 3000 ) mtrs, Atmospheric Pressure (500 to 800) mmHg ; Power Supply : 230V ± 6% , 50 Hz ± 1 % ; Power cord with 3 round pin top; Single phase 2 KVA Online UPS with atleast 6 Nos of 12V 9Ah batteries; Output voltage: 230 +/- 6% , 50 Hz; noise:<50dBA; Efficiency;minimum 85%. | set
| Rapid test kit, NS1, Dengue | 30/Pkt
| SERODIA TP.PA | 100test/pcks
| Rapid test kit, IgM/IgG, Dengue | 30/Pkt
| Pipette tips 1000µL, Sterile, Disposable | 96/Pkt
| CCHF IgM EIA | 96/Pkt
| Particle agglutination test, TPPA | 100/Pkt
Influenza Laboratory (Consumables) | Rapid antigen detection test kit for influenza -Able to differentiate influenza type A and B antigens. -Compatible with nasal/ nasopharyngeal swab/ wash/ aspirate; -Storage at room temperature (15-30 °C -Internal and external controls for positive and negative included -sensitivity and of atleast 80-90 % for both flu A and B | 25/ box
| Tissue culture flask size 25 cm2 | 10/ pack
| Slant tissue culture tube, size 11x1.5cm | 75/pack
| Haemocytometer | 1 each
| Centrifuge tube, 15 ml, screw capped, conical, sterile | 50/pack
| RNAse/DNAse free water,molecular virology grade, protease-free. | 500ml/bottle
| Syringe filter 0.2 µm pore size | 50/box
| Face mask; 3M, Respiratory protection [N95] | 20/pkt
| 96- well optical plates for PCR, for use with Applied Biosystems real-time RT-PCR machine, 96X0.2ml | 20/pack
| Erlenmeyer Flask, Size: 100 ml | 1 each
| Microcentrifuge tubes 1.5 ml (Certified Dnase, Rnase & pyrogen free) | 500/ bag
| Beaker Glass, size 600 ml | 1 each
| Disposable lab coat | 25/ pack
| Tissue culture flask, size 162 cm2 | 5/pack
| Adhesive plate covers for 96- well optical PCR plates , clear colour, DNA/Rnase free | 25/pack
| Centrifuge tube, 50 ml, screw capped, conical, sterile | 50/pack
| Erlenmeyer Flask, Size: 500 ml | 1 each
| Tissue culture flask size 75 cm2 | 5/ pack
| Rack for slant tubes, Stainless steel to hold 90 tubes | 1 each
| Strip caps for 96- well PCR optical plates, 8caps/ strip, clear colour for use with 96- well optical PCR plates forApplied Biosystems real-time RT-PCR machine | 300/pack
| Bottle Glass, wide mouthed, size:500 ml, with cap | 1 each
| Extration kit for viral RNA Mini kit (for 250 reactions) | 1 Kit
Malaria Reference Laboratory | D- glucose monohydrous: powder, extra pure MW: 198.17g/mol | 500gm/bottle
| Tally counter, Hand, 2 key with 4 digits counters with light touch, reset knob to 0000 | Piece
| Reaction buffer 10x, MgCl2 free | vial
| Primer and probe, Plasmodium falciparum | set
| Magnesium chloride, 25mM | 1.5ml
| Multiplex primer for Malaria: Plasmodium falciparum: Gene target: cytochrome b gene, Forword Primer: T6-PFCYF2, Reverse primer: T7-PFCYR2, Expected bp size: 456 | Set
| Primer and probe, Plasmodium vivax | set
| Primers for plasmodium falciparum: (Nest 2) rFAL 1 (5'TTA AAC TGG TTT GGG AAA ACC AAA TAT ATT-3') rFAL 2 (5'-ACA CAA TGA ACT CAA TCA TGA CTA CCC GTC-3') | Vial
| Electronic U.V transilluminator | Set
| Adenine: powder, bioreagent for molecular biology, suitable for cell culture | 500gm/bottle
| Reagent bottle, Amber colour with screw cap 125mL | Piece
| Inosine: powder, bioreagent for molecular biology, suitable for cell culture | 500gm/bottle
| Mixed gas cylinder: Contains 5% oxygen, 5% carbon dioxide and 90% nitrogen. | Piece
| Liquid nitrogen vapour | liter
| Thermal film Paper: Paper size width: 110mm x 18 mm (43/8 inches), Type: V | Piece
| dNTP set: Containing 100mM solution of dATP, dCTP, dGTP and dTTP each in separate vial | 4 x 0.25mL
| Primers for plasmodium ovale: (Nest 2) rOVAL 1 ( 5'ATA TCT TTT GCT ATC TTT TTT TAG TAT TGG AGA-3') rOVAL 2 (5'-GGA AAA GGA CAC ATT AAT TGT ATC CTA GTG-3') | Vial
| Primer and probe, Plasmodium knowlesi | set
| Primer and probe, Plasmodium ovale | set
| G6PD Test: Content: Test device, extraction buffer, Ezi tube, code chip,instruction for use | Set
| Thermal paper compatible with thermal printer (P93C) | Roll
| P. ovale control 787-bp | Vial
| Real time PCR primer and probe for malaria species (Pv/Pf/Po/Pm) | Set
| Primer and probe, Plasmodium vivax | set
| DNA polymerase, Recombinant | 250U
| P. knowlesi control 53-bp | Vial
| Albumin: Lipid rich bovine serum albumin, cell culture grade | 25gm/bottle
| Reagent bottle, Amber colour with screw cap 125mL | Piece
| Primers for plasmodium vivax: (Nest 2) rVIV 1 ( 5'-CGC TTC TAG CTT AAT CCA CAT AAC TGA TAC-3') rVIV 2 (5'-ACT TCC AAG CCG AAG CAA AGA AAG TCC TTA-3') | Vial
| Primers for plasmodium malariae: (Nest 2) rMAL 1 ( 5'-ATA ACA TAG TTG TAC GTT AAG AAT AAC CGC-3') rMAL 2 (5'-AAA ATT CCC ATG CAT AAA AAA TTA TAC AAA-3') | Vial
| Lithium coin cell, 3V compatible to thermal cycler (Bio-RAD, T100) | piece
| DNA gel stain 400 µL, 10,000x concentrate in DMSO | Vial
| DNA extraction kit for blood and tissues sample | 250/pkt
| Mounting medium, DPX, Density: (d20/4) about 0.915 - 0.920, Refractive index (nD/20) 1.515- 1.525 | 250ml
| Magnesium chloride, 25mM | 1.5ml
| DNA Taq polymerase 10x | 1.5ml
| Primer and probe, Plasmodium malariae | set
| ELISA test kit, Malaria, PLDH | 96/pkt
| Primers for plasmodium genus: (Nest 1) rPLU1 (5'-TCA AAG ATT AAG CCA TGC AAG TGA-3'), 35.57nmol,rPLU5 (5'-CCT GTT GTT GCC TTA AAC TCC-3'), 40.33 nmol | Vial
| Multiplex primer for Malaria: Plasmodium malariae: Gene target: Merozoite surface protein gene, Forword Primer: T22-PMMF2, Reverse primer: T23-PMMR1A, Expected bp size: 539 | Set
| Multiplex primer for Malaria: Plasmodium ovale: Gene target: small subunit rboosmal RNA gen, Forword Primer: rOVA 1 , Reverse primer: rOVA 2, Expected bp size: 787 | Set
| P. malariae control 144-bp | Vial
| Plasmodium vivax control, 117-bp | Vial
| Primer and probe, Plasmodium knowlesi | set
| Cover glass, Microscope; Size: 22 x 50mm, Thickness: no 1 (0.13-0.16mm) | 10g/Pkt
| Albumin: Lipid rich bovine serum albumin, cell culture grade | 25gm/bottle
| D-sorbitol: Powder, bioreagent for molecular biology, suitable for cell culture, MW: 182.18, purity: 98-101.0%, chloride: <0.01%, sulfate: <0.01%, heavy metal: <10ppm% | 500gm/bottle
| Stericup and steritop: Vacuum driven disposable filtration system, 45 mm neck size, 0.45um PES filter membrane 500 ml funnel, 500 ml receiver bottle | Piece
| Stericup and steritop: Vacuum driven disposable filtration system, 45 mm neck size, 0.22um PES filter membrane 1000 ml funnel, 1000 ml receiver bottle | Piece
| P. knowlesi control 53-bp | Vial
| 50 vent filter device : 0.2 um PTFE membrane with hose barb | 72/ box
| Malaria 5 qPCr III kit: kit components consist of primer/probe mix, enzyme/reactions mix, malaria 5 positive control, nuclease free water | 100 test/ pkt
| Liquid nitrogen tank: Capacity: 35 L, with 6 canisters | Set
| ELISA test kit, Malaria, HRP2 | 96/pkt
| G6PD Control: Content: Standard TM G6PD control level 1,Standard TM G6PD control level 2, Standard TM G6PD control instruction for use. | Set
| Gel red, DNA stain 5000x | vial
| Primer and probe, Plasmodium falciparum | set
| Standard G6PD, Quantitative measurement of G6PD enzyme activity, Content: G6PD analyzer, G6PD Check strip, quick guide, user manual | Set
| P. falciparum control, 205-bp | Vial
| Cell freezing container: material: foamed PE, Capacity: Holds 12 x 1-2 mL cryovials, H × diam: 10.11 cm × 11.7 cm , 12.7 mm well diameter. | Piece
| Digital graphic printer UP-D897 | Set
| Sodium Pyruvate: powder, bioreagent for molecular biology, suitable for cell culture | 500gm/bottle
| Gas Regulator: with Pressure Gauges Harris Type Model 801-10 0-200psi 0-16bar 0-4000psi 0-300bar W23-14 W22-14 | Piece
| Multiplex primer for Malaria: Plasmodium vivax: Gene target: Merozoite surface protein gene, Forword Primer: T19-PVMF1, Reverse primer:T20-PVMR1, Expected bp size: 320 | Set
| Gentamicin reagent solution: Conc: 50 mg/ml | 10x10ml /pkt
| HEPES: powder. Free acid, bioreagent for molecular biology, suitable for cell culture | 500gm/bottle
| RPMI medium 1640: Powder with (+) L-glutamine and (-) sodium bicarbonate | 10.4g/pkt x 10 per box
| Sodium bicarbonate: powder, bioreagent for molecular biology, suitable for cell culture | 500gm/bottle
| Methanol, Pure, High AR grade, Acetone free | 500mL
| Primer and probe, Plasmodium ovale | set
| Slide mailer, Clear polypropylene for 5 slides | Piece
| Cryocane: Aluminum canes, for storage of 1.5 -2.0 mL cryovials, each hold 5 cryovial, Securely holds vials in place end-to-end with vial identification facing out | 12/pkt
| FTA card, 4 sample areas per card | 100 cards/pkt
| Hypoxanthine: powder, bioreagent, suitable for cell culture | 5 gm/bottle
| Stericup and steritop: Vacuum driven disposable filtration system, 45 mm neck size, 0.22um PES filter membrane 500 ml funnel, 500 ml receiver bottle | Piece
| Giemsa powder, Biological stain commission grade | 25g
Media for Microbiology | Xylose Lysine Dextrose Agar - Ryans modification | 500g/Bottle
| MKTTn broth | 500g/Bottle
| Bufferred Peptone Water (BPW) | 500g/Bottle
| Milk cetrimide agar | 500g/Bottle
| Manitol Lysine Brilliant green agar | 500g/Bottle
| Tryptose sulphite cycloserine agar | 500g/Bottle
| Tryptone soya agar (broth to add) | 500g/Bottle
| Agarsoe gel ( High resolution, molecular biology grade) | 100g/bottle
| Brilliant green bile broth | 500g/Bottle
| Rappaport Vassilides Soya peptone broth | 500g/Bottle
| Modified Brilliant Green Agar | 500g/Bottle
| Cetrimide agar | 500g/Bottle
| Brain infusion broth | 500g/Bottle
| Yeast Extract Ppeptone Dextrose (YEPD) | 500g/Bottle
| Xylose Lysine Dextrose Agar | 500g/Bottle
| Brillian green lactose broth | 500g/Bottle
| Preston broth | 500g/Bottle
| Alkaline Peptone Water (APW) | 500g/Bottle
| Phenol red egg yolk agar (MYP/PREP) | 500g/Bottle
| Brucella Agar base (base) | 500g/Bottle
| Blood free modified cefoparazone charcoal deoxycholate agar (CCDA) | 500g/Bottle
| MacConkeys agar | 500g/Bottle
| RODAC - Replicate Organism Direct Agar Contact Plates | 20/Unit
| CLED Agar | 500g/Bottle
| Peptone Saline Solution | 500g/Bottle
| Tryptone bile agar cyclohexa ammonium salt | 500g/Bottle
| Chromogenic Agar for the simultaneous enumeration of E.coli & Coliforms | 500g/Bottle
| Lauryl sulphate tryptone broth | 500g/Bottle
| Eosin methylene blue agar | 500g/Bottle
| Yeast Nitrogen base | 500g/Bottle
| Nutrient agar | 500g/Bottle
| Violet red bile agar | 500g/Bottle
| Malt Extract agar | 500g/Bottle
| TC-SMAC | 500g/Bottle
| Pseudomonas agar base | 500g/Bottle
National Drug Testing Laboratory | Reference standard, Midazolam | 500mg
| Fumehood-Nominal Size: 1.5 meters ( 5)  External Dimensions (W x D x H): 1525 x 900 x 1521 mm 60.0 x 35.4x 59.94  Internal Dimensions * (W x D x H): 1301 x 672 x 1240 mm 51.2 x 26.5x 48.8)  Maximum Sash Opening: 740 mm (29.1)  Exhaust Volume: 692.8 cfm @ 0.14 WG  Exhaust Outlet Diameter: 305 mm (12.0)  Number of Exhaust Collars:1  Optional air flow monitor  Serviceability: Baffles remove to allow cleaning inside the hood. Internal access panels on side walls facilitate access to plumbing connections for service, especially when hoods are installed next to each other. Removable front panel facilitates easy access to lighting and other electrical components mounted above the hood work chamber. Chain and sprocket sash system requires minimal service  Fume Hood Work Surface: Trespa TopLabPlus Phenolic Resin/ceramic/Epoxy  Base Cabinetry: Built and tested according to SEFA-8 recommended practices  Structure: Fabricated of electro-galvanized steel (zinc coated to prevent rusting even if the powder coat is abraded, and phosphated for better adhesion of the powder coating). Epoxy-polyester hybrid Isocide antimicrobial powder coating provides long term chemical, abrasion and weathering resistance.  Design: Concealed door hinges. Soft-close insulated doors. Adjustable shelf allows user to select optimum heights for upper and lower storage compartments.  Serviceability : Convenient access to levelers from inside base cabinet. Removable rear access panel facilitates installation and maintenance of plumbing and drainage systems.  Accesorries: MCB, base cabinet ventilation kit, filler panels one set | each
| Reference standard, Furosemide | 500mg
| Reference standard, 3,4-MDMA HCl 1,000μg/mL | 1ml
| Syringe filter, Regenerated cellulose 0.45µm x 25mm | 100/Pkt
| Reference standard, Sodium chloride | 500mg
| Reference standard, Benzylpenicillin | 500mg
| HPLC column, Vertex Plus Column 150 x 3mm Eurospher II 100-3 C18 H (15CE185E2G) | Piece
| Reference standard, Misoprostol | 500mg
| N, O-bis (trimethylsilyl) trifluoroacetamide (BSTFA) with 1% TMCS | 11X1ml
| Reference standard, Brimonidine | 500mg
| Reference standard, Bupivacaine | 500mg
| Syringe filter, PTFE 0.20µm x 25mm, sterile, individully packed | 100/Pkt
| Reference standard, Mefenamic acid | 500mg
| Reference standard, Alcohol mix control 0.100g/dL: Mix standard containing components like acetaldehyde, acetone, ethanol, ethyl acetate, isopropanol, methanol components like actealdehyde, acetone, ethanol, ethyl acetate, isopropanaol, methanol | 1ml
| TLC developing chamberwith lid, Glass to hold 20 x 20cm TLC plate | Piece
| Carbon disulfide solution | 500mL
| Sample vial 1.5mL, 2 x 32mm, 9mm opening; Clear screw vial kit with cap and septa, write on spot; Cap: Blue polypropylene 9mm, Short screw cap; Septa: White teflon-coated septum 1.3mm; Include preassembled vials rack/box | 100/pkt
| Primary reference standard, Caffeine | Strip
| Nessler cylinder stand, Class A, Borosilicate glass 50mL | Piece
| Separating funnel with stop cock 500mL | Piece
| Reference standard, Hydroxychloroquine | 500mg
| Incubator, Dry bath/Block: Heating range &#8804; 20 min. 30 -130°C; Digital with a range of configurations with interchangeable modular blocks for variety of application needs; Should be designed for basic to advanced applications with a max temperature of 130°C; Timer and in 1, 2 and 4 block sizes, with PID circuit, interchangeable aluminium alloy heat block; Accessories: Dry bath, block lifter, and all 4 blocks; Power supply: 220-240V, 50Hz; Power cord with 3 round pin top | Set
| Dipotassium dihydrogen phosphate | 500g
| Reference standard, Allopurinol | 500mg
| Vacuum manifold, Solid Phase Extraction, 12 port: Glass basin with built-in vacuum regulator, tubing polypropylene lid with 12 individual control valves, 12 position collection rack, 12 PTFE sample guides, top shelf for round-bottom flasks and waste container Accessories: Vacuum pump/pressure station; Vacuum tubing, 3m; Standard male luer end SPE cartridges; Resprep sample delivery system compatible with Resprep 1, 3, 6, and 15mL SPE cartridges | set
| Reference standard, Cannabinoids 1,000µg/mL: Mix standard containing component like Delta-9-Tetrahydrocannabinol (Δ9-THC), delta-8-Tetrahydrocannabinol, Cannabinol, Cannabidiol | 1ml
| HPLC column, Vertex Plus Column 150 x 3mm ProntoSIL 120-5 C18 ace-EPS with precolumn (15XF18APSJ) | Piece
| Reference standard, Amlodipine | 500mg
| Reference standard, Hydralazine | 500mg
| Reference standard, Hyaluronidase | 500mg
| Reference standard, Atorvastatin | 500mg
| Reference standard, Isosorbide dinitrate | 500mg
| Reference standard, Salicylic acid | 500mg
| Reference standard, Sodium cromoglycate | 500mg
| Reference standard, Heparin | 500mg
| ZORBAX RR Eclipse XDB-Phenyl, 80Å, 4.6 x 150mm, 3.5µm (963967-912) | Piece
| Dissolution system, Manual: Moulded water bath with 12+2 (6+1 & 6+1) vessel; Easy changeover between Apparatus I & II; Laser marked paddles, baskets and vessels with serial numbers; Automated tablet dispenser: drops 12 dosage forms at single instance; Conical shape low evaporation recovery lids; Integrated pre-centered lids; no manual removal or positioning of lids; Easy placement and locking of vessels; Facility to monitor vessel temp., with an external RTD temperature sensor; Audit trail for all activities with search facility, report generation and printing; 200 User IDs with alphanumeric entries of user name, password and role based privileges selection; Customizable PDF report file through print; USB printing; Electronic signature functionality; Manual archive and data backup facility; Computer with printer; IQ,OQ and PQ; Disintegration system: Deep sip: 30+/-1 DPM; Stroke length: 5.5+/-0.1cm; Water bath temperature range, 5- 50°C +/-0.2°C; Immersion pump circulation; Beaker volume, 500-1500mL; Basket 2 x 6; Test positions (10 mesh) USP type A; Fluted disk: 6 nos. in each basket; Test mode: Programmable time upto 99:59 (hh:mm); Display format: 99:59:59; Display: 20 x 2 line; Back lighted LCD display; Alphanumeric splash water proof polyester soft keys keyboard; Output: Printer-parallel port, RS-232C- PC connectivity for data downloading; Operational Environmental conditions: Temperature (+5 to +40) deg Celsius ,Relative Humidity ( 4 to < 90)%, Altitude ( 200 to 3000 ) mtrs, Atmospheric Pressure (500 to 800) mmHg ; Power Supply : 230V ± 6% , 50 Hz ± 1 % ; Power cord with 3 round pin top; Single phase 2 KVA Online UPS with at least 6 Nos of 12V 9Ah batteries; Output voltage: 230 +/- 6% , 50 Hz; noise:<50dBA; Efficiency; minimum 85%. | Set
| Reference standard, Benzodiazepines (1,000µg/mL) | 1ml
| HPLC column, Vertex Plus Column 150 x 2mm Eurospher II 100-3 C18P (15BE182E2G) | Piece
| Dissolution system, Manual: Moulded water bath with 12+2 (6+1 & 6+1) vessel; Easy changeover between Apparatus I & II; Laser marked paddles, baskets and vessels with serial numbers; Automated tablet dispenser: drops 12 dosage forms at single instance; Conical shape low evaporation recovery lids; Integrated pre-centered lids; no manual removal or positioning of lids; Easy placement and locking of vessels; Facility to monitor vessel temp., with an external RTD temperature sensor; Audit trail for all activities with search facility, report generation and printing; 200 User IDs with alphanumeric entries of user name, password and role based privileges selection; Customizable PDF report file through print; USB printing; Electronic signature functionality; Manual archive and data backup facility; Computer with printer; IQ,OQ and PQ; Power supply: 220-240V, 50Hz; Power cord with 3 round pin top | Set
| HPLC column, Vertex Plus Column 150 x 3mm ProntoSIL 120-3 C8 ace-EPS with precolumn (15XF08APSG) | Piece
| UV lamp 40W 365nm; Strip light unit with electronical ballast; UVC power 11W ozone free; Power supply: AC 220-230V, 50-60Hz; Power cord with 3 round pin top | Set
| ZORBAX RR StableBondCN, 4.6 x 150mm, 3.5µm, 80Å (863953-905) | Piece
| Reference standard, Chloroquine | 500mg
| Balance, Micro-analytical: 5-7inch touchscreen, User management, Electrostatic detection, Automatic internal adjustment; Max. capacity: 52g; Readability: 0.001mg, Repeatability (typical): 0.0007mg; Minimum weight (USP, 0.1%, typical): 1.4mg, Linearity ±0.02mg, Repeatability (test weight): 0.0015mg (2g); Adjustment internal / FACT Accessories: Micro spatula set, Analytical spatula set, Dot matrix printer | Set
| Reference standard, Carvedilol | 500mg
| HPLC Coulumn, InfinityLab Poroshell 120 PFP | Piece
| Reference standard, Cefotaxime | 500mg
| Reference standard, Ciprofloxacin | 500mg
| Reference standard, Citrosterile | 500mg
| Reference standard, Enalapril | 500mg
| Distillation apparatus, Fractional: Consisting of Hot plate with bath; Distillation and receiving flask; Fractionating column; Distillation head; Thermometer, adaptor and condenser | set
| Reference standard, Cyclosporin | 500mg
| Reference standard, Diltiazem | 500mg
| Potassium tetllurite solution | Bottle
| Xylenol indicator | 100mg
| Picric acid | Bottle
| Oxibendazole | 500g
| Nicotinic acid amide | Bottle
| Ammonium cerium sulphate, AR grade | 500g
| Amonium dihydrogenphosphate, AR grade | 500g
| Ammonium acetate, Aqueous, AR grade | 500g
| Ammonium phosphate, Monobasic | 500g
| Ammonium citrate, Dibasic ((NH4)2CH6H5O7) | 100g
| Reference standard, Propoxyphene 1000μg/mL | 1ml
| Reference standard, Glipizide | 500mg
| Methylene chloride | 25g
| ATCC 9341, Kocuria rhizophilia | strip
| Ethyl acetate | 500mL
| ATCC 10031, Klebsiella pnuemoniae | strip
| LC column, Analytical, HPLC, 4.6 x 100mm, 2.7mcm with column ID (Part no. 695975-902T) | Piece
| Ferric chloride, AR grade | 500g
| Tometahmine (tri-hydroxymethyl amino methane) | 500mg
| Test tube washing brush, Size: 4-50mm: Stainless steel wire stem radial tip, Round tufted tip for a curved brush edge | Piece
| Nitrogen generator: Max. flow rate: 25L/min; Max. outlet pressure: 690kPa (100 psi), Particles: <0.01µm, Gas outlet: 2 x 1/4” BSP; Drain outlets: 1 x 1/4” BSP | set
| Reference standard, Carboprost | 500mg
| LAL test kit; Lysate: 0.125/0.06/0.03 sensitivity, Control standard endotoxin, LAL reagent water, Micro tips 10x75mm, Reaction tubes 10x75mm, 16x100mm, Dilution tubes Non-depyrogenated 10x 75mm, Pyrogen free reaction tubes 16 x 100mm, Pyrogen free dilution tube, Heating block, Vortex mixture | Kit
| Sample vial 2mL, 12 x 32mm; Clear glass vial kit with white teflon-coated septum and white cap; Include preassembled vials rack/box | 100/pkt
| Reference standard, Griseofulvin | 500mg
| Lithium glass electrodes for pH meter | Piece
| Bond Elut Certify I 130mg, 3mL with complete accessories: Luer stopcocks, Adapter cap for 1, 3 and 6mL Bond Elut cartridges, Adapter cap for LRC 12, and 20mL Bond Elut cartridges, Empty SPE cartridges with two frits (pre-inserted) of 3 and 12mL (100 numbers each) and well plate | 50/packet
| N, O-bis (trimethylsilyl) trifluoroacetamide (BSTFA) with 1% TMCS | 11X1ml
| Borer, Sterile: Internal diameter of 8mm+/-0.2mm; Rod shaped stainless hollow borer, easy to clean dirt and residue, Firm grip, SS cap for rimless glass test tube; make uniform diameter | Piece
| Silver nitrate AR Grade | Bottle
| Reference standard, Neomycin | 500mg
| Glycerol for analysis, 99% Reag. Ph Eur | 1L
| Reference standard, Benzathine benzylpenicillin | 500mg
| Magnesium citrate, TriBasic (C12H10Mg3O14.9H2O) | 250g
| Ferroin | 500g
| Tablet dissolution test system: Microprocessor controlled; microprocessor; 40 x 2 line back lighted LCD display; Alphanumeric splash waterproof polyester soft keyboard; Method storage: 15 programs with parameters; Data storage: with non-volatile memory; Water bath: 15-20L capacity with built-in water level sensor, Drain tap for easy draining; Bath circulation: Immersion pump; Temperature: 30-40°C, Resolution: 0.1°C; Accuracy: +/-0.1°C; Paddle/basket shaft speed: 20 - 250RPM 1%; Dissolution vessel: Polycarbonate/glass vessels (clear, amber, peak vessels, 250, 150 & 100mL dissolution vessels); Sampling time selectivity: Fixed/programmable (varying intervals); Time interval selectivity: in steps of 1 minute; Sampling volume: 0.5-25.5mL; User selectable replenishing mode; Rinsing Function; Max. no. of intervals: 30; Dissolution process: 1min - 720 hrs; Report format: GLP and Pharmacopeia compliant; Program parameter report; Evaluation software; Output: Printer: RS232C; Sample collection: 10 x 6 or 16 x 6 sets of samples; Option of 1.5mL and 2mL HPLC vials tray; Over head design; Sensor to locate proper position of tray with alarm facility for collection of sample; Wide mouth vial; Peristaltic pump: Pump with click-n-go cassette; Fixed length pump tubing with stopper; Volume calibration through software; Tygon pump tubing; High repeatability on all channels; 12 actively driven SS rollers; Intelligent and automated sampling system as per USP specifications; Power supply: AC 220-230V, 50-60Hz; Power cord with 3 round pin top; Appropriate voltage stabilizer | Set
| Hydrogen peroxide, AR grade | 500ml
| 4-Methylumbelliferyl B-d glucinide | 5g
| Hydroxy naphthol blue | 125mL
| Glycerol, Reagent grade, 99.5% purity | 500mL
| Tetrahydrofuran | 500g
| Reference standard, Vincristine | 500mg
| Reference standard, Isoprenaline | 500mg
| Syringe filter, PES membrane, 0.20µm x 25mm, sterile | 100/Pkt
| Reference standard, Methylergometrine | 500mg
| Dibutylamine, AR grade | 500ml
| Reference standard, Metoprolol | 500mg
| Lead acetate ACS grade | 100g
| Ammonium acetate, ACS grade | 500g
| Reference standard, Metoclopramide | 500mg
| High Performance Liquid Chromatography system: Delivery system: High pressure binary gradient quaternary pump integrated system; Operable both in isocratic and gradient mode; Flow rate range: 0.001 to 10mL/min with increment of 0.01mL/min; Flow precision: ≤ 0.1% RSD or better; Flow accuracy: ± 1.0% or better; Delay volume: <200µL (with Mixer); Max. operating pressure: 6000 psi or more; Gradient composition accuracy : ± 0.5% of setting 1mL; Gradient composition precision : ± 0.5%of RSD of setting 1mL; Possibility to operate in various gradient curve mode including Liner, Step, concave, convex etc; Manual injector: Loop size volumes: 5µL, 20µL, and 200µL etc. with suitable syringe; Column oven: Provision for housing at least four or more columns of 30cm length; Temperature setting rage: Ambient- 60°C or better; UV detector: Wavelength range: 190-700nm; Bandwidth <5nm; Wavelength accuracy: ± 1nm; Wavelength repeatability: ± 0.1nm; Linearity <5% at 2.4AU; Base line noise single wavelength 5.0x10-6 AU at 230nm or better; Base line noise dual wavelength 35.0x10-6 AU at 230nm, 280nm or better; Drift 1.0x10-4 AU; Sampling rate: Up to 80; Flow cell path length: 10mm, Cell volume: 16.3μL or less; Light source: Deuterium or tungsten lamp with minimum life of 2000 hrs or more; Provision of low noise performance within the operable wavelength range without lamp change; ECD detector: Operating modes: Direct Current pulsed amperometric detector (PAD) scan; Potential range: ±200mV in 10mV steps (DC, PAD, Scan); Column oven: 70°C above ambient to 450°C, 0.10°C resolution; Analog Signal Output: ± 1V or ± 10V selectable; SS auxiliary electrode; Working mode: DC; Filter time constants: 0.1-5 seconds in 1, 2, 5 sequence steps, DC mode; Current range: DC 10pA (dummy load .47 Uf, 200Mohms, +800mV, time constant 1.0s) at temperature equal 300°C; PAD mode: Range: 20nA-200uA, 1, 2, 5 sequence steps; t1: 100-2000ms; t2: 100-2000ms; t3: 0(off)-2000ms in 10ms steps; Sample times (ts): 20, 40, 60, 80, 100ms; Scan range: 10nA-5uA in 1, 2, 5 steps; Scan times: 1-50 Mv/s in 1, 2, 5 steps; Scan Cycles: Half, Full, Continuous; Time event programming: DC & PAD; Flow cell: Design: Confined wall-jet; Standard flow cell: 0.08µL min. volume, flow rate 25µL/min-2µL/min; Software: Original and authenticated; Option for versatility for multitasking without multiple software packages; Option for data integrity along with advanced security measures; Embedded Oracle data base software; Single point control/Single software must be quoted to control and acquire data from all the modules; Hardware: Computer specification: Processor: i4, or higher version; 4GB RAM, 1TB hard higher drive or; DVD Read Write Drive, LED colour monitor; 101 keys key board, Mouse and Mouse Pad; with latest version of windows based operating software; LaserJet Printer, 3KVA UPS with 30; Minimum backup: Columns: C18 (Two) | Set
| Reference standard, Ceftriaxone | 500mg
| Reference standard, Ondansetron | 500mg
| Reference standard, Tramadol | 500mg
| Potassium nitrate | 500g
| Double platinum wire electrode for automated Karl Fischer titration: Shaft made of glass, Measuring range: -2000 to 2000mV; pH range 0 - 14; Temperature range: -20 to 70�C | Piece
| Diethyl phthalate | 500g
| Dichloromethane | 500g
| Syringe filter, PVDF 0.20µm x 25mm,sterile | 100/Pkt
| Reference standard, Etophylline | 500mg
| Reference standard, 3,4-MDMA HCl 1,000μg/mL | 1ml
| Reference standard, Levetiracetam | 500mg
| Liquid particulate counter, Automated: Computer operated; Measurement: 1-100µm equivalent spherical diameter; Sample flow rate: 10-100mL/min; Max. measurable concentration: 10,000 particles/mL; One step sample loading; Digitally regulated flow rate & stirrer speed; Zero count level less than one particle/mL; Sample to sample measurements time < 5min; Syringe based automated sampler with 1, 10 and 25mL syringes; Fully programmable & controlled through the software; Measure sample volume 0.1-1000mL; Sampler volume accuracy: +/-0.1mL; In-built automatic size calibration facility; Auto sensor resolution measurement facility; Software: Graphical user interface; Full control over the measurement and sampling procedure; Generation, storage & retrieval of measurement methods including information like sample description, sample volume, flow rate, measurement size, sample limits, report format and display options; Operational Environmental conditions: Temperature (+5 to +40) deg Celsius ,Relative Humidity ( 4 to < 90)%, Altitude ( 200 to 3000 ) mtrs, Atmospheric Pressure (500 to 800) mmHg ; Power Supply : 230V ± 6% , 50 Hz ± 1 % ; Power cord with 3 round pin top; Single phase 2 KVA Online UPS with at least 6 Nos of 12V 9Ah batteries; Output voltage: 230 +/- 6% , 50 Hz; noise:<50dBA; Efficiency; minimum 85%. | Set
NDTL-Reagent
| Reference standard, Ethambutol | 500mg
| Reference standard, Finasteride | 500mg
| Reference standard, Erythromycin | 500mg
| Zinc sulphate, ACS grade | 100g
| Zinc sulphate (ZnSO4.7H2O) | Bottle
| Reference standard, Dapsone | 500mg
| LC column, Analytical, HPLC, 4.6 x 100mm, 2.7mcm with column ID (Part no. 695975-902T) | Piece
| Reference standard, Cyclopentolate | 500mg
Reference standard
| Tri-fluoroacetic acid | 100g
| Filter funnel, Sintered glass | set
| Reference standard, Tranexamic acid | 500mg
| Reference standard, Cycloserine | 500mg
| Reference standard, Methotrexate | 500mg
| Extrelut NT1: pre-packed columns for extraction of lipophilic compounds from aqueous solutions (0,1 - 1 ml sample), Extrelut Extraction column of 0.60 x 30 mm 1 5-10, 6 Outlet cannulae: 0.60 x 30 mm, Maximum sample volume: 1 ml, Waiting period: 5-10 min, elution volume: 6 ml | 50/packet
| Dichlorophen | 500g
| Reference standard, Alcohol mix control 0.100g/dL: Mix standard containing components like acetaldehyde, acetone, ethanol, ethyl acetate, isopropanol, methanol components like actealdehyde, acetone, ethanol, ethyl acetate, isopropanaol, methanol | 1ml
| US Pharmacopoiea 40-National Formulary- 35 | each
| Reference standard, Iodixanol | 500mg
| Digital LCD Indoor/Outdoor Thermometer Humidity Hygrometer With Min/ Max Value And Clock-Super large LCD screen displays temperature and humidity. Recording Max/Min temperature and humidity value automatically. With back stand and hanging hole at back side. high-precision and high-sensitivity,Lightweight, easy to use. Digital thermo-humidity meter with Clock, Calendar & Alarm. | each
| Potassium ferricyanide | 500g
| Ether, HPLC grade | 500ml
| Reference standard, Phenobarbitone | 500mg
| Reference standard, Quinine | 500mg
| Oxalic acid | 500g
| Reference standard, Ketorolac | 500mg
| Separating funnel withn stop cock 200mL | Piece
| HPLC Coulumn, InfinityLab Poroshell 120 HPH-C18 | Piece
| Dextrose | 500g
| Papaic digest of soyabean | 500g
| Phenylalanine | Bottle
| Reference standard, Cannabinoids 1,000µg/mL: Mix standard containing component like Delta-9-Tetrahydrocannabinol (Δ9-THC), delta-8-Tetrahydrocannabinol, Cannabinol, Cannabidiol | 1ml
| Bacteriological peptone | 500g
| Perchloric acid | 250mL
| Reference standard, Verapamil | 500mg
| Evaportor, Rotary | set
| Disintegration system: Deep sip: 30+/-1 DPM; Stroke length: 5.5+/-0.1cm; Water bath temperature range, 5- 50°C +/-0.2°C; Immersion pump circulation; Beaker volume, 500-1500mL; Basket 2 x 6; Test positions (10 mesh) USP type A; Fluted disk: 6 nos. in each basket; Test mode: Programmable time upto 99:59 (hh:mm); Display format: 99:59:59; Display: 20 x 2 line; Back lighted LCD display; Alphanumeric splash water proof polyester soft keys keyboard; Output: Printer-parallel port, RS-232C- PC connectivity for data downloading; Operational Environmental conditions: Temperature (+5 to +40) deg Celsius ,Relative Humidity ( 4 to < 90)%, Altitude ( 200 to 3000 ) mtrs, Atmospheric Pressure (500 to 800) mmHg ; Power Supply : 230V ± 6% , 50 Hz ± 1 % ; Power cord with 3 round pin top; Single phase 2 KVA Online UPS with at least 6 Nos of 12V 9Ah batteries; Output voltage: 230 +/- 6% , 50 Hz; noise:<50dBA; Efficiency; minimum 85%. | Set
| Xylenol indicator | 100mg
| Ammonium chloride, AR grade | 500ml
| Reference standard, Codeine standard 1,000μg/mL | 1ml
| Reference standard, Dopamine | 500mg
| Reference standard, Cocaine 1000µg/mL | 1ml
| Polarimeter- sugar scale ( with automatic temperature compensation).Measurement readings= angle of rotation, international sugar scale ( without temp compensation) , international sugar scale ( without automatic temp compensation) , specific optical rotation, concentration and purity.  Measurement range = angle of rotation: -89.999 to +89.999° , international sugar scale: -130 to +130 °z.  Resolution= angle of rotation: 0.001°(Default 0.01°z) , international sugar scale : 0.001°z ( default 0.01°z).  Measurement accuracy = angle of rotation displayed value +_ 0.01° ( -35 to +35°) , relative precision +_ 0.2% (-35.01 to -89.99° , +35.01 to +89.99°).  International sugar scale displayed value +_ 0.03°z (-101 to +101°z.. relative precision +_ 0.2% (-130 to - 101.01°z , +101.01 to +130 °z)  Length of observation tube= upto 200mm Temperature = 10 to 30°c Temp accuracy = +_ 0.5°c Temp resolution = 0.5 °c Display panel = backlight color LCD  Graphic display = indicating the conformity of measurement values of measurement with limit settings.  Output= 1) digital printer (dot printer matrix printer) 2) RS-232 C input / output ports to a computer system.  Light source = halogen lamp  Accessories = observation tube 100mm n 200mm  Power supply = AC 100v to 240 V  Dimension = 48.5 × 28.5× 14.5 mm , 14.4 kg | each
| HPLC column, Vertex Plus Column 150 x 4mm Eurospher II 100-5 C8 with precolumn (15WE081E2J) Knauer | Piece
| Reference standard, Oxybutynin | 500mg
| Silver sulphate, AR grade | 25g
| Sodium 1-heptanesulfonate | Bottle
(NDTL)
| Reference standard, Moxifloxacin | 500mg
| Reference standard, d-Amphetamine 1000μg/mL | 1ml
| Reference standard, Heroin 1000μg/mL | 1ml
| Tong, SS 170mm, 6 3/4inch, Length 8inch | Piece
| Sodium sulphite, Anhydrous | 100g
| Sodium-L-glutamate monohydrate, C5H8NNaO4.H2O, Purum = 98%, | 500g
| Sodium thiosulphate (Na2S2O3.5H2O) | 500g
| Ferric chloride hexahydrate | 500g
| Vacuum manifold, Solid Phase Extraction, 12 port: Glass basin with built-in vacuum regulator, tubing polypropylene lid with 12 individual control valves, 12 position collection rack, 12 PTFE sample guides, top shelf for round-bottom flasks and waste container Accessories: Vacuum pump/pressure station; Vacuum tubing, 3m; Standard male luer end SPE cartridges; Resprep sample delivery system compatible with Resprep 1, 3, 6, and 15mL SPE cartridges | set
| Reference standard, Trimethoprim | 500mg
| LAL test kit: Kinetic-QCL reagent , LAL reagent water , E. coli endotoxin | Kit
| Reference standard, Enoxaparin | 500mg
| Proguard, Progard TS2, Elix 10, (PROGOTOS) | Piece
| Sample vial 4mL, 45 x 14.7mm; Clear screw vial kit with 13mm PP screw white cap and white teflon-coated septum; Include preassembled vials rack/box | 100/pkt
| Reference standard, Fluorouracil | 500mg
| Pain management, Multicomponent opiate mixture 5: Containing Methadone, codeine, hydrocodone, meperidine and oxycodone in methanol 250μg/mL of each component | 1ml
| Reference standard, Erotamine tartrate | 500mg
| Reference standard, Ketamine 1000μg/mL | 1ml
| Hexamethylenetetramine | 100g
| Glycine | 500mL
| Formic acid, Anhydrous, AR grade | 500g
| Distillation apparatus, Double, Glass | set
| Reference standard, Mephentermine sulphate | 500mg
| Sample vial 2mL, 12 x 32mm; Clear glass vial kit with white teflon-coated septum and white cap; Include preassembled vials rack/box | 100/pkt
| Sample vial 1.5mL, 2 x 32mm, 9mm opening; Clear screw vial kit with cap and septa, write on spot; Cap: Blue polypropylene 9mm, Short screw cap; Septa: White teflon-coated septum 1.3mm; Include preassembled vials rack/box | 100/pkt
| Ferric chloride solution | 500mL
| Proguard, Pre-filter 1µm Gard (PB35889) | Piece
| Reference standard, Doxycycline | 500mg
| Reference standard, Mannitol | 500mg
| Reference standard, Heroin 1000μg/mL | 1ml
| Reference standard, Dorzolamide | 500mg
| Methanol, HPLC grade | 2.5L
| Reference standard, Lumefanthrine | 500mg
| Hot extraction apparatus, Soxhlet with Allihn Condenser | set
| Reference standard, Ketamine 1000μg/mL | 1ml
| Tong, SS 170mm, 6 3/4inch, Length 8inch | Piece
| Reference standard, Tramadol 1000μg/mL | 1ml
| Sodium heptane sulphonate | 500g
| HPLC column, Vertex Plus Column 150 x 3mm Eurospher II 100-3 C18A (15CE184E2G) | Piece
| Hexane, AR grade | Bottle
| Reference standard, Methoxsalen | 500mg
| Reference standard, Zinc oxide | 500mg
| Hot Air Oven - Are Sturdy Double Walled Units. Inner Chamber Made Of S.S. And Outer Made Of Mild Steel With Power Coating.  Gap Between The Wall Fitted With Glass Wool Insulation To Avoid Heat Loses.  Heating Elements Are Made Of High Grade Chrome Plated Microme Wire.  Temp. Is Controlled By Thermostat.  Temp. Range 50°C To 300°C And Accuracy : +-2c°  Air Ventilation Are Placed On Top Of Both Side To Remove Hot Gases / Fumes.  In Memmert Type Unit Heaters Placed At The Right And Left Side Of The Inner Chamber.  All The Control Switches And Poilet Lamps Are Fitted On The Front Pannel.  Trays Should be Supplied With G.i. Wire Mesh.Air Circulation Fan For Uniform Temperature.  Digital Temp. Controller Cum Indicator In Lieu of Thermostat With an accuracy ± 1°C.  S.S. Trays | each
| Paramagnetic oxygen analyzer All sensors with non-depleting technologies; Range of sampling options; Long life Li-ion rechargeable batteries; Paramagnetic and infrared sensors; Small footprint; Compact design and carrying strap; Digital interface; User configurable concentration alarms and audible sounder; White backlit LCD display; Power supply: AC 220-230V, 50-60Hz; Power cord with 3 round pin top | Set
| Ferrules, 1/16 front and back SS fittings; Part no. 5062-2418 | 10/Pkt
| Reference standard, Diazepam | 500mg
| Tometahmine (tri-hydroxymethyl amino methane) | 500mg
| Sample vial 4mL, 45 x 14.7mm; Clear screw vial kit with 13mm PP screw white cap and white teflon-coated septum; Include preassembled vials rack/box | 100/pkt
| Reference standard, Dexamethasone | 500mg
| Reference standard, Tramadol 1000μg/mL | 1ml
| Reference standard, Desmopressin | 500mg
| ATCC 9027 Pseudomonas aeruginosa | Strip
| Reference standard, Carbidopa | 500mg
| Reference standard, Methyldopa | 500mg
| Reference standard, Cloxacillin | 500mg
| Reference standard, Cyclophosphamide | 500mg
| Beta-Gone PLUS, Beta glucuronidase removal, Centrifuge tube 2mL | 100/pkt
| 1260 Infinity II Fluorescence Detector Spectra: Part No: G7121B;The 1260 Infinity II Fluorescence Detector Spectra is a sensitive HPLC fluorescence detector that simultaneously provides quantitative data and fluorescence spectra from a single run, enabling rapid method optimization for HPLC FLD Detector Spectra experiments. Use the online spectral information for rapid method optimization and verification of separation quality. High-speed detection features up to 148 Hz data rates for very narrow peaks. This detector can be used with any Agilent Infinity Lab LC Series system or other LC instrument. Features: Up to 100% resolution gain in challenging separations using a 148 Hz data acquisition rate, Multi-signal and online spectral data acquisition without loss in sensitivity with rotating gratings, Spectra and quantitative data from a single run, View online spectra without interrupting the chromatographic run, Bioinert flow cell for biomolecule applications, Low limits of detection - with a Raman S/N > 3000 (using dark signal noise reference),A simplified optical design provides excellent baseline stability, Highest sensitivity - long-life xenon flash lamp (> 4000 hours), lamp reference system, and efficient light collection ensure constant lamp energy for maximum excitation of fluorophores and Fast and easy maintenance - easy front access and optimized housing and door design enable fast inspection or exchange of the flow cell. Operational Environmental conditions: Temperature (+5 to +40) deg Celsius ,Relative Humidity ( 4 to < 90)%, Altitude ( 200 to 3000 ) mtrs, Atmospheric Pressure (500 to 800) mmHg ; Power Supply : 230V ± 6% , 50 Hz ± 1 % ; Power cord with 3 round pin top; Single phase 2 KVA Online UPS with at least 6 Nos of 12V 9Ah batteries; Output voltage: 230 +/- 6% , 50 Hz; noise:<50dBA; Efficiency; minimum 85%. | Set
| Reference standard, Penicillin V | 500mg
| Reference standard, Tacrolimus | 500mg
| Evaporator, Nitrogen, 80-250mL, Bench top: 8 sample capacity; With LCD display; Time, Temperature setting and Start/stop facility; Temperature range: Ambient to 90°C; Time range: 15 sec to 10 hours; Gas station: 5 nos. with LED indication; Gas regulator range: 0 - 100 PSI; Pressure gauge range: 0-100 PSI, Controlled: Fully microprocessor based; Sample capacity: 50 nos.; Gas line: 5 nos; Water tank capacity: 6 -7L; Water bath capacity: 6 - 7L; Error indication: LED indication with buzzer Accessories: Adapter for connecting a gas tube and regulator for the gas inlet; Laboratory grade nitrogen gas cylinder; Exhaust duct outlet or fume hood; Exhaust hose of atleast 3.5 - 4 meters, 2inch inner diameter | set
| Reference standard, Cephazolin | 500mg
| Infrared analyzer: Stable sensors; Measures up to 4 gas streams simultaneously: O2 (control and purity), CO2, CO, N2O, CH4; Digital communications for remote access: RS232/RS485 Modbus; Intuitive use LCD interface for easy device interaction and configuration; Up to 8 isolated analog outputs and up to 12 relays with follow or freeze options; IQ, OQ, PQ; Power Supply : 230V ± 6% , 50 Hz ± 1 % ; Power cord with 3 round pin top; | Set
| Reference standard, Cephalexin | 500mg
| Levofloxacin, HPLC grade, 98.0% purity | 500mg
| Reference standard, Carbimazole | 500mg
| High Performance Liquid Chromatography system: Delivery system: High pressure binary gradient quaternary pump integrated system; Operable both in isocratic and gradient mode; Flow rate range: 0.001 to 10mL/min with increment of 0.01mL/min; Flow precision: ≤ 0.1% RSD or better; Flow accuracy: ± 1.0% or better; Delay volume: <200µL (with Mixer); Max. operating pressure: 6000 psi or more; Gradient composition accuracy : ± 0.5% of setting 1mL; Gradient composition precision : ± 0.5%of RSD of setting 1mL; Possibility to operate in various gradient curve mode including Liner, Step, concave, convex etc; Manual injector: Loop size volumes: 5µL, 20µL, and 200µL etc. with suitable syringe; Column oven: Provision for housing at least four or more columns of 30cm length; Temperature setting rage: Ambient- 60°C or better; UV detector: Wavelength range: 190-700nm; Bandwidth <5nm; Wavelength accuracy: ± 1nm; Wavelength repeatability: ± 0.1nm; Linearity <5% at 2.4AU; Base line noise single wavelength 5.0x10-6 AU at 230nm or better; Base line noise dual wavelength 35.0x10-6 AU at 230nm, 280nm or better; Drift 1.0x10-4 AU; Sampling rate: Up to 80; Flow cell path length: 10mm, Cell volume: 16.3μL or less; Light source: Deuterium or tungsten lamp with minimum life of 2000 hrs or more; Provision of low noise performance within the operable wavelength range without lamp change; ECD detector: Operating modes: Direct Current pulsed amperometric detector (PAD) scan; Potential range: ±200mV in 10mV steps (DC, PAD, Scan); Column oven: 70°C above ambient to 450°C, 0.10°C resolution; Analog Signal Output: ± 1V or ± 10V selectable; SS auxiliary electrode; Working mode: DC; Filter time constants: 0.1-5 seconds in 1, 2, 5 sequence steps, DC mode; Current range: DC 10pA (dummy load .47 Uf, 200Mohms, +800mV, time constant 1.0s) at temperature equal 300°C; PAD mode: Range: 20nA-200uA, 1, 2, 5 sequence steps; t1: 100-2000ms; t2: 100-2000ms; t3: 0(off)-2000ms in 10ms steps; Sample times (ts): 20, 40, 60, 80, 100ms; Scan range: 10nA-5uA in 1, 2, 5 steps; Scan times: 1-50 Mv/s in 1, 2, 5 steps; Scan Cycles: Half, Full, Continuous; Time event programming: DC & PAD; Flow cell: Design: Confined wall-jet; Standard flow cell: 0.08µL min. volume, flow rate 25µL/min-2µL/min; Software: Original and authenticated; Option for versatility for multitasking without multiple software packages; Option for data integrity along with advanced security measures; Embedded Oracle data base software; Single point control/Single software must be quoted to control and acquire data from all the modules; Hardware: Computer specification: Processor: i4, or higher version; 4GB RAM, 1TB hard higher drive or; DVD Read Write Drive, LED colour monitor; 101 keys key board, Mouse and Mouse Pad; with latest version of windows based operating software; LaserJet Printer, 3KVA UPS with 30; Minimum backup: Columns: C18 (Two) | Set
| Reference standard, Chlorpromazine | 500mg
| ATCC 119404 Clostridium sporpgenes | Strip
| Reference standard, Cocaine 1000µg/mL | 1ml
| Reference standard, Calcium polystyrene sulfonate | 500mg
| Reference standard, Calcium lactate | 500mg
| Reference standard, Calcium gluconate | 500mg
| Reference standard, Calamine powder | 500mg
| HPLC column, Vertex Plus Column 150 x 3mm Eurospher II 100-10 C18 with precolumn (15XE181E2N) | Piece
| Beta-Gone PLUS, Beta glucuronidase removal, Centrifuge tube 2mL | 100/pkt
| Reference standard, Betamethasone valerate | 500mg
| Reference standard, Benzoic acid | 500mg
| HPLC column, Vertex Plus Column 150 x 3mm ProntoSIL 120-3 C18 SH (15CF180PSG) | Piece
| Incubator, Dry bath/Block: Heating range: 20 min. 30 -130°C; Digital with a range of configurations with interchangeable modular blocks for variety of application needs; Should be designed for basic to advanced applications with a max temperature of 130°C; Timer and in 1, 2 and 4 block sizes, with PID circuit, interchangeable aluminum alloy heat block; Operational Environmental conditions: Temperature (+5 to +40) deg Celsius ,Relative Humidity ( 4 to < 90)%, Altitude ( 200 to 3000 ) mtrs, Atmospheric Pressure (500 to 800) mmHg ; Power Supply : 230V ± 6% , 50 Hz ± 1 % ; Power cord with 3 round pin top; noise:<50dBA; Efficiency; minimum 85%; Appropriate Voltage Stabilizer Accessories: Dry bath, block lifter, and all 4 blocks; | Set
| HPLC column, Vertex Plus Column 150 x 3mm ProntoSIL 120-3 C18 ace-EPS with precolumn (15XF18APSG) | Piece
| HPLC Coulumn, InfinityLab Poroshell 120 HILIC | Piece
| NDTL-Consumables | Section header
| Reference standard, Amphotericin | 500mg
| Reference standard, Amoxicillin | 500mg
| Reference standard, Amiodarone | 500mg
| PTFE frits; Part no. 01018-22707 | 5/Pkt
| Balance, Micro-analytical: Maximum capacity 52g; Repeatability (typical) 0.0007mg; Minimum weight (USP, 0.1%, typical) 1.4mg; Linearity ±0.02 mg; Repeatability (Test weight) 0.0015mg (2g); Settling time 3.5s; Adjustment: Internal/FACT; Fully automatic internal calibration and Self linearization system; Accessories: Printer | Set
| Syringe filter, Polypropylene 0.45µm x 25mm,sterile | 100/Pkt
| Nessler cylinder stand, Class A, Borosilicate glass 100mL | Piece
| Reference standard, Ritodrine | 500mg
| Ammonium sulfamate, ACS grade | 500g
| Reference standard, d-Amphetamine 1000μg/mL | 1ml
| Liquid particulate counter, Automated: Computer operated; Measurement: 1-100µm equivalent spherical diameter; Sample flow rate: 10-100mL/min; Max. measurable concentration: 10,000 particles/mL; One step sample loading; Digitally regulated flow rate & stirrer speed; Zero count level less than one particle/mL; Sample to sample measurements time < 5min; Syringe based automated sampler with 1, 10 and 25mL syringes; Fully programmable & controlled through the software; Measure sample volume 0.1-1000mL; Sampler volume accuracy: +/-0.1mL; In-built automatic size calibration facility; Auto sensor resolution measurement facility; Software: Graphical user interface; Full control over the measurement and sampling procedure; Generation, storage & retrieval of measurement methods including information like sample description, sample volume, flow rate, measurement size, sample limits, report format and display options; Power supply: AC 220-230V, 50-60Hz; Power cord with 3 round pin top; Appropriate voltage stabilizer | Set
| Tetrabutyl ammonium hydroxide | 500mg
| Polysorbate 80 | 500mL
| Agar | 500g
| Reference standard, Carbamazepine | 500mg
| Yeast extract | 500g
| Sodium dihydrogen ortho phosphate | 500g
| Beaf extract | 500g
| Laboratory oven, Forced-air: SS grid shelves; Textured SS mounted on lockable castors, with main cables and plugs; Admixture of pre-heated fresh air by electronically adjustable air flap; Volume approx.: 60-75L; 2 SS grid shelves; Max. no. of grid shelves: 6 ; Max. load per grid shelf: 20kg; Max. load of chamber: 120kg; Textured SS exterior; Setting temperature 20-300°C; Setting accuracy: up to 99.9°C: 0.1°C from 100°C: 0.5°C; Power supply: AC 220-240V, 50Hz; Power cord with 3 round pin top | Set
| Potasium di hydrogen phosphate | 500g
| Reference standard, Acyclovir | 500mg
| Reference standard, Nitrofurantoin | 500mg
| Bond Elut C18 (ASPEC), SPE format: Straight barrel cartridge, Bed mass 100mg, Volume 1mL, Sorbent phase C 18 | 500/pkt
| Bond Elut C18 (ASPEC), SPE format: Straight barrel cartridge, Bed mass 1g, Volume 6mL, Sorbent phase C 18 | 500/pkt
| PEEK tubing, 0.18mm id, 1.5m length; Part no. 0890-1763 | 10/Pkt
| UHPLC pump High pressure pump optimized for fast and routine HPLC; Capable of pressures up to 750 bar (10875 psi); Electronically controlled; Flow rate: 0.01 - 10mL/min, 0.001mL increments; Accuray: � 1%; Precision: < 0.1 %; Pressure range: 750 bar up to 5mL/min, 400 bar up to 10mL/min; Eluent mixing: Smart mix HPLC mixing technology; Quaternary LPG: 1 x pump P-1 incl. smart mix, Modular eluent manager M-1,4 channel degasser and interface; Detector: Diode array detector with a data acquisition rate up to 100Hz with dual-lamp configuration with wave length range of 190 - 1000nm; Ultra sensitive fiber optical flow cell; Use spectrum data; Lamps: high brightness D2, tungsten halogen; Wavelength: 190 - 1000nm; Accuracy: < 1nm; Max. data acquisition rate: 100Hz; Diodes: 1024; Pixel pitch: < 1nm; Channels: max. 6; Noise: �5�AU; Drift: < 300�AU/h; Linearity: 0 - 2AU; Spectral bandwidth: < 2.5nm; Autosampler: Handle pressures up to 1000 bar (15000 psi); Supports full and partial loopfill injection as well as microliter pickup for flexible selection of injection volumes; Tray cooling option; UHPLC injection: up to 1000 bar (15000 psi); Sample capacity: max. 768 sample positions with well plates or 96 sample positions with standard autosampler vials; Injection volume: 1-100 �L; Standard fitted loop: 10�L; Injection cycle time: 15s, < 60s with wash; Injection modes: Full loop, partial loop fill and microliter-pickup; Precision: RSD < 0.3 % full loop injection; Carry over: < 0.05 % with needle wash; Sample tray cooling: 4-22�C; Column thermostat: Accommodate up to 6 HPLC columns; The eluent should be cooled before reaching the detector; RFID column recognition for up to 6 columns and 2 valves for advanced switching tasks; Temperature range: 5 - 80�C; Stability : 0.1�C; Postcolumn cooling: 15 - 35�C; Switching valves max 2; Column compartment: 370 x 85mm (L x W); Magnetic column holder; Column recognition: RFID for up to six columns; Certifications: CE, FDA, ISO, IEC or equivalent standards; Operational environmental conditions: Temperature 5-40oC; Relative humidity: 4 to <90%; Altitude 200-3000m; Atmospheric pressure 500-800mmHg; Power supply: AC 220-230V, 50-60Hz; Power cord with 3 round pin top | Set
| Reference standard, Gentamicin | 500mg
| Tri-ethylamine | 500g
| HPLC Coulumn, InfinityLab Poroshell 120 Bonus-RP | Piece
| HPLC Coulumn, InfinityLab Poroshell 120 EC-CN | Piece
| Reference standard, Baclofen | 500mg
| Syringe filter, Cellulose acetate, 0.50µm, 25mm, with pre-filter, sterile | 100/Pkt
| Reference standard, Clofazimine | 500mg
| Reference standard, Clomiphene | 500mg
| Proguard, Pre-filter 5µm Gard, (PB35888) | Piece
| Tetrabutyl ammonium hydroxide | 500mg
| n-Heptane | 5g
| Reference standard, Doxorubicin | 500mg
| Sodium pyruvate reagent 99% | 500g
| Sulphamic acid | Bottle
| Syringe filter, Cellulose acetate, 0.20µm, 25mm, with pre-filter, sterile | 100/Pkt
| Fluid thioglycolate Medium (Broth) | 500g
| Sodium dodecyl sulphate | 500mL
| Sodium dodecyl sulphate, Highly purified form suited for protein experiments >98% C12 alkyl sulfate | 500g
| Soyabean casein digest Medium (Broth) | 500g
| Sodium citrate powder | 500g
| Sodium carbonate, Anhydrous, AR grade | 500g
| Sodium 1- octane sulfonate | Bottle
| Reference standard, Adenosine | 500mg
| Reference standard, Lignocaine | 500mg
| Reference standard, Levonorgestrel | 500mg
| Reference standard, Acetylcysteine | 500mg
| Reference standard, Acetazolamide | 500mg
| Reference standard, Promethazine | 500mg
| Glass filter, Solvent inlet 20µm pore size; Part no. 5041-2168 | 10/Pkt
| Reference standard, Albendazole | 500mg
| Reference standard, Naloxone | 500mg
| Reference standard, Neostigmine | 500mg
| Reference standard, Caffeine citrate | 500mg
| Reference standard, Pilocarpine | 500mg
| Reference standard, Beclometasone dipropionate | 500mg
| Reference standard, Olanzapine | 500mg
| Reference standard, Ascorbic acid | 500mg
| Reference standard, Norethisterone | 500mg
| Reference standard, Aspirin | 500mg
| Reference standard, Atenolol | 500mg
| Reference standard, Streptomycin | 500mg
| Reference standard, Ofloxacin | 500mg
| Reference standard, Betahistine dihydrochloride | 500mg
| Reference standard, Budesonide | 500mg
| Diethylamine | 5g
| Reference standard, Thyroxine | 500mg
| Reference standard, Cefixime | 500mg
| Reference standard, Chloramphenicol | 500mg
| Reference standard, Cetirizine | 500mg
| Reference standard, Pethidine | 500mg
| Klebsiella pnuemoniae ATCC 10031 | Strip
| Reference standard, Octreotide | 500mg
| Reference standard, Deflazacort | 500mg
| Reference standard, Clotrimazole | 500mg
| UV-VIS spectrophotometer: True double beam, dual chopper ratio recording spectrometer with Czerny Turner monochromator (focal length better than 0.25m; Grating: 1200lines/mm or better with a dimension of not less than 30 x 30mm; Source: D2 and Tungsten lamp; Detector: Photomultiplier tube with at least a range 190-900nm; Spectral bandwidth: Variable from 0.2 - 4nm in 0.1nm steps; Fully software controlled; Spectral Resolution: = 0.19nm or better; Stray light: = 0.0013% or better at 370nm; Photometric linear range: At least 4Abs or better; Display range: 9.9Abs or better; Wavelength accuracy: 0.02nm or better with the wavelength reproducibility 0.008nm (Peak separation) or better; photometric accuracy: at least 0.003Abs or better; | Set
| Reference standard, Pioglitazone | 500mg
| Reference standard, Codeine phosphate | 500mg
| Saccharomyces cerevisiae ATCC 9763 | Strip
| Proguard, Quantum TEX, Milli-Q Adv 10 (QTUMOTEX1) | Piece
| Reference standard, Tropicamide | 500mg
| 2-Naphthol, HPLC grade | 500g
| Reference standard, Sodium amidotriazoate | 500mg
| Reference standard, Dicyclomine | 500mg
| Reference standard, Sodium bicarbonate | 500mg
| Reference standard, Diclofenac | 500mg
| Sodium chloride | 500g
| Reference standard, Metformin | 500mg
| Reference standard, Digoxin | 500mg
| 1-Butanol, HPLC grade | 500g
| Reference standard, Losartan | 500mg
| 1,10-phenanthroline monohydrate | 100g
| Capillary, SS, HPLC, Quick connect, 0.17 x 150mm (5500-1182) | piece
| Reference standard, Dobutamine | 500mg
| Syringe filter, Polypropylene 0.20µm x 25mm, sterile | 100/Pkt
| Bond Elut Certify II 130mg, 3mL with complete accessories: Luer stopcocks, Adapter cap for 1, 3 and 6mL Bond Elut cartridges, Adapter cap for LRC 12, and 20mL Bond Elut cartridges, Empty SPE cartridges with two frits (pre-inserted) of 3 and 12mL (100 numbers each) and well plate | 50/packet
| Aspergillus brasilliensis ATCC 16404 | Strip
| Reference standard, Efavirenz | 500mg
| Syringe filter, PTFE 0.45µm x 25mm, sterile, individully packed | 100/Pkt
| Ammonium ferric citrate solution, AR Grade | Bottle
| Reference standard, Theophylline | 500mg
| Table Top Digital Timer:  10-hour timing range tabletop clock with timer  Includes alarm, count-up, time-out function, and four-mode stopwatch  One-inch digital display for easy visibility  Runs on one C battery | each
| Bacillus subtilis ATCC 6633 | Strip
| Karl Fischer titrator: Principle: Karl Fischer method of volumetric water determination; Control: Microcontroller based; mV range: 3200mV; Accuracy: +/-1mV; Endpoint detection Voltametric; Polarising current range: 1-8A in 8 steps; User selectable method parameter entry through keyboard; Cut off criteria: Delay or Dirt - User selectable; Measuring range: 10mg - 500mg (20ppm -100%); Sensor: Dual pin platinum eletrode; Burette: 5 or 10mL capacity, interchangeable, with auto recognition; Burette resolution: 1/5000 for 5mL and 1/1000 for 10mL; Built-in real time clock and time display; Display of pH, mV and temperature values; Quick monitoring and automatic neutralization of moisture leak into vessel to keep it ready for next titration; Filling time: < 20sec; Stirrer: Magnetic capsule type, microcontroller based speed control with digital indication; Keyboard: Alphanumeric splash waterproof polyster soft keys; Data storage: Non-volatile memory; Method storage: 50 methods with parameters; Results: mg/mL, %, ppm, mg/g and on-line leak rate with cumulative titrant consumption; Power supply: AC 220-230V, 50-60Hz; Power cord with 3 round pin top Accessories: IQ, OQ, PQ documents | Set
| Reference standard, Ephedrine | 500mg
| Reference standard, Ethionamide | 500mg
| Reference standard, Folic acid | 500mg
| Kocuria rhizophilia ATCC 9341 | Strip
| Indian Pharmacopioea 2014 | each
| ATCC 12228 Staphylococcus epidermidis | Strip
| Water deionizer, Reference ultrapure water (Type 1); Resistivity at 25°C1 18.2 MOcm; TOC2 = 5ppb; Particulates: (Size > 0.22µm) 3 < 1 particulate/mL; Bacteria 3,4 < 0.01CFU/mL; Pyrogens (endotoxins): 4 < 0.001EU/mL; RNases 4 <1pg/mL; DNases 4 < 5pg/mL; Flow rate: Up to 2L/min; Resistivity to be displayed non-temperature-compensated as required by USP; in the appropriate test conditions with final filter and polisher; Dispenser delivery loop length: 750mm; Ethernet (RJ45); Power Supply : 230V ± 6% , 50 Hz ± 1 % ; Power cord with 3 round pin top; | Set
| Proguard, Q-gard-T2, Milli-Q Adv 10 (QGARDT2X1) | Piece
| Reference standard, Gabapentin | 500mg
| 4-Methylumbelliferyl B-d glucinide | 250g
| Chloroform, Assay: =99%, Amylenes as stabilizer | 500mL
| ATCC 10031, Klebsiella pnuemoniae | strip
| Reference standard, Hydrochlorothiazide | 500mg
| Reference standard, Salbutamol | 500mg
| Reference standard, Hydrocortisone | 500mg
| Separating funnel with stop cock 250mL | Piece
| Reference standard, Lamotrigine | 500mg
| Reference standard, Iohexol | 500mg
| Reference standard, Indomethacin | 500mg
| Reference standard, Isoflurane | 500mg
| Silica plate for TLC, Tolerate water upto 80% as solvent, 20 x 20cm | 50/Pkt
| Capillary, HPLC, SS 0.17 x 150mm no fittings (5021-1817) | piece
| Sodium hexane sulphonate | 500g
| Reference standard, Levodopa | 500mg
| Sodium chloride-Sodium phosphate-EDTA buffer (20x), Molecular biology grade, Certified RNase-free 20x concentration and ready touse | 1L
| 4-Hydroxybiphenyl, AR grade | 500g
| Acetic acid, HPLC grade | 2.5L
| Infrared analyser: Stable sensors; Measures up to 4 gas streams simultaneously: O2 (control and purity), CO2, CO, N2O, CH4; Digital communications for remote access: RS232/RS485 Modbus; Intuitive use LCD interface for easy device interaction and configuration; Up to 8 isolated analog outputs and up to 12 relays with follow or freeze options; IQ, OQ, PQ; Power supply: AC 220-230V, 50-60Hz; Power cord with 3 round pin top | Set
| Reference standard, Atropine | 500mg
| Reference standard, Procaine benzylpenicillin | 500mg
| Reference standard, Zidovudine | 500mg
| Reference standard, Phytomenadione | 500mg
| Reference standard, Adrenaline | 500mg
| Reference standard, Omeprazole | 500mg
| Syringe filter, PES membrane, 0.50µm x 25mm, sterile | 100/Pkt
| Reference standard, Methyl salicylate | 500mg
| Reference standard, Lorazepam | 500mg
| Butyl chloride, AR grade | 500g
| ATCC 9341, Kocuria rhizophilia | strip
| Hydrofluoric acid | 500ml
| Reference standard, Methylcellulose | 500mg
| Karl Fischer titrator: Principle: Karl Fischer method of volumetric water determination; Control: Microcontroller based; mV range: 3200mV; Accuracy: +/-1mV; Endpoint detection Voltametric; Polarizing current range: 1-8A in 8 steps; User selectable method parameter entry through keyboard; Cut off criteria: Delay or Dirt - User selectable; Measuring range: 10mg - 500mg (20ppm -100%); Sensor: Dual pin platinum electrode; Burette: 5 or 10mL capacity, interchangeable, with auto recognition; Burette resolution: 1/5000 for 5mL and 1/1000 for 10mL; Built-in real time clock and time display; Display of pH, mV and temperature values; Quick monitoring and automatic neutralization of moisture leak into vessel to keep it ready for next titration; Filling time: < 20sec; Stirrer: Magnetic capsule type, microcontroller based speed control with digital indication; Keyboard: Alphanumeric splash waterproof polyester soft keys; Data storage: Non-volatile memory; Method storage: 50 methods with parameters; Results: mg/mL, %, ppm, mg/g and on-line leak rate with cumulative titrant consumption; Operational Environmental conditions: Temperature (+5 to +40) deg celcius ,Relative Humidity ( 4 to < 90)%, Altitude ( 200 to 3000 ) mtrs, Atmospheric Pressure (500 to 800) mmHg ; Power Supply : 230V ± 6% , 50 Hz ± 1 % ; Power cord with 3 round pin top; Single phase 2 KVA Online UPS with at least 6 Nos of 12V 9Ah batteries; Output voltage: 230 +/- 6% , 50 Hz; noise:<50dBA; Efficiency; minimum 85%. Accessories: IQ, OQ, PQ documents | Set
| Reference standard, Pralidoxime | 500mg
| Polarimeter, Automatic Sugar scale (with automatic temp. compensation); Measurement readings: Angle of rotation, international sugar scale (without temp compensation), international sugar scale (without automatic temp compensation), specific optical rotation, concentration and purity; Measurement range: Angle of rotation: -89.999 to +89.999°, international sugar scale: -130 to +130°Z; Resolution: Angle of rotation: 0.001° (Default 0.01°z), international sugar scale: 0.001°z (default 0.01°Z); Measurement accuracy: Angle of rotation displayed value +/- 0.01° (-35 to +35°), Relative precision +/- 0.2% (-35.01 to -89.99°, +35.01 to +89.99°)..; International sugar scale displayed value +/- 0.03°Z (-101 to +101°Z..), Relative precision +/-0.2% (-130 to - 101.01°Z, +101.01 to +130°Z); Length of observation tube: upto 200mm; Temperature: 10 - 30°C; Temp. accuracy: +/- 0.5°C; Temp resolution: 0.5°C; Backlit colour LCD display; Graphic display: Indicating the conformity of measurement values of measurement with limit settings; Output: Digital printer (dot printer matrix printer); RS-232 C input/output ports to a computer system; Halogen lamp; Power Supply : 230V ± 6% , 50 Hz ± 1 % ; Power cord with 3 round pin top; Accessories: Observation tube 100mm and 200mm | Set
| Reference standard, Ampicillin | 500mg
| Bacillus pumilus ATCC 14884 | Strip
| Reference standard, Metronidazole | 500mg
| Methamphetamine/Cocaine/Heroin solution 250μg/mL each component in acetonitrile | 1ml
| Cetyltrimethyl ammonium bromide | 250g
| Reference standard, Spironolactone | 500mg
| Reference standard, Fluoxetine | 500mg
| Reference standard, Amitriptylline | 500mg
| Reference standard, Methylprednisolone | 500mg
| Reference standard, Fluconazole | 500mg
| Reference standard, Artemether | 500mg
| Reference standard, Cinnarizine | 500mg
| 5-Amino 2-Napthalene sulphonic acid | 500mL
| Reference standard, Benzodiazepines (1,000µg/mL) | 1ml
| 4-Chloro-5-Sulfamoylanthranilic acid, AR grade | 500g
| Reference standard, Zinc sulphate | 500mg
| 2, 6-Dichlorophenolindophenol solution | 500g
| 4-Aminosalicylic acid, 98% AR grade | 5g
| 2-Mercaptoethanol | 200mL
| Reference standard, Kanamycin | 500mg
| Reference standard, Aluminium hydroxide | 500mg
Equipment (NDTL)
| Reference standard, Flumazenil | 500mg
| Reference standard, Amikacin | 500mg
| Reference standard, Nimodipine | 500mg
| Pancreatic digest casein (Peptone C) | 500g
| Reference standard, Fenofibrate | 500mg
| Polarimeter, Automatic Sugar scale (with automatic temp. compensation); Measurement readings: Angle of rotation, international sugar scale (without temp compensation), international sugar scale (without automatic temp compensation), specific optical rotation, concentration and purity; Measurement range: Angle of rotation: -89.999 to +89.999°, international sugar scale: -130 to +130°Z; Resolution: Angle of rotation: 0.001° (Default 0.01°z), international sugar scale: 0.001°z (default 0.01°Z); Measurement accuracy: Angle of rotation displayed value +/- 0.01° (-35 to +35°), Relative precision +/- 0.2% (-35.01 to -89.99°, +35.01 to +89.99°)..; International sugar scale displayed value +/- 0.03°Z (-101 to +101°Z..), Relative precision +/-0.2% (-130 to - 101.01°Z, +101.01 to +130°Z); Length of observation tube: upto 200mm; Temperature: 10 - 30°C; Temp. accuracy: +/- 0.5°C; Temp resolution: 0.5°C; Backlit colour LCD display; Graphic display: Indicating the conformity of measurement values of measurement with limit settings; Output: Digital printer (dot printer matrix printer); RS-232 C input/output ports to a computer system; Halogen lamp; Power supply: AC 220-230V, 50-60Hz; Power cord with 3 round pin top Accessories: Observation tube 100mm and 200mm | Set
| Methamphetamine/Cocaine/Heroin solution 250μg/mL each component in acetonitrile | 1ml
| Barium chloride | 500g
| Measuring cylinder, Calibrated 20mL, Grade A | Piece
| Disintegration system: Deep sip: 30+/-1 DPM; Stroke length: 5.5+/-0.1cm; Water bath temperature range, 5- 50°C +/-0.2°C; Immersion pump circulation; Baeker volume, 500-1500mL; Basket 2 x 6; Test positions (10 mesh) USP type A; Fluted disk: 6 nos. in each basket; Test mode: Programmable time upto 99:59 (hh:mm); Display format: 99:59:59; Display: 20 x 2 line; Back lighted LCD display; Alphanumeric splash water proof polyester soft keys keyboard; Output: Printer-parallel port, RS-232C- PC connectivity for data downloading; Power supply: AC 220-230V, 50-60Hz; Power cord with 3 round pin top; Appropriate voltage stabilizer | Set
| Gauze piece, Compressed 10 x 10cm, Sterile | 100/Pkt
| Reference standard, Rifampicin | 500mg
| TLC developing chamberwith lid, Glass to hold 10 x 10cm TLC plate | Piece
| Bond Elut C18 (ASPEC), SPE format: Straight barrel cartridge, Bed mass 1g, Volume 3mL, Sorbent phase C 18 | 500/pkt
| Reference material, Pain management multi-component opiate mixture containing 10µg/mL of fentanyl in methanol and 100µg/mL of methadone, buprenorphine, tramadol, codeine, fentanyl, hydrocodone, meperidine, morphine, naloxone, naltrexone, oxycodone, and oxymorphone | 1ml
| ZORBAX RR Eclipse Plus C8, 95Å, 4.6 x 150mm, 3.5µm (959963-906) | Piece
| Reference standard, Propoxyphene 1000μg/mL | 1ml
| Ammonium ferric sulphate solution, AR grade | Bottle
| Capillary, HPLC, Quick connect fitting assembly with 0.17 x 150mm (5067-6167) | Piece
| Ammonia solution, HPLC grade | 2.5L
| Ammonium hydroxide, AR grade | 500g
| Ammonium hydroxide, Concentrated | 500mL
| Ammonium persulfate | 100g
| Ammonium citrate, Dibasic | 500g
| Bordetella bronchispeptica ATTC4617 | Strip
| Extraction kit, Liquid-liquid | set
| 1-Naphthol, HPLC grade | 500g
| Candida albicans ATCC 10231; ATCC 2091; NCYC5854 | Strip
| Reference standard, Silver sulphadiazine | 500mg
| Reference standard, Risperidone | 500mg
| 2, 2, 4-Trimethylpentane | 500g
| Staphylococcus aureus | Strip
| Bacteroides vulgatus ATCC 8482 | Strip
| Citric acid | Bottle
| Reference standard, Primaquine | 500mg
| Viscometer: Rotational speed 0.3 / 0.5 / 0.6 / 1 / 1.5 / 2 / 2.5 / 3 / 4 / 5 / 6 / 10; 12 / 20 / 30 / 40 / 50 / 60 / 100 / 200 / 250 / 300; 400 / 500 / 600 / 700 / 800 / 900 / 1000 / 1100; 1200 / 1300 / 1400 / 1500 RPM; Torque: 0.1 - 30mNm; Viscosity: 20 - 510,000,000 mPas (cP); Temperature integrated sensor: -20 to +120°C; 450-500L; Display: Temperature, Revolutions/min or shear number, torque, measuring system, viscosity, time; Power supply: AC 220-230V, 50-60Hz; Power cord with 3 round pin top | Set
| Reference standard, Norfloxacin | 500mg
| TLC-UV viewing cabinet, Portable For viewing TLC plates and for UV ( 365nm/254nm) fluorescence or absorption demonstrations; Light weight mini-cabinets with removable lamps; Long- and shortwave irradiation lamps; Power supply: AC 220-230V, 50-60Hz; Power cord with 3 round pin top | Set
| Reference standard, Ranitidine | 500mg
| Acetonitrile, HPLC grade | 2.5L
| Reference standard, Protamine sulphate | 500mg
| Reference standard, Triamcinolone acetonide | 500mg
| Reference standard, Nevirapine | 500mg
| Reference standard, Atracurium besylate | 500mg
| Reference standard, Codeine standard 1,000μg/mL | 1ml
| UV-VIS spectrophotometer: True double beam, dual chopper ratio recording spectrometer with Czerny Turner monochromator (focal length better than 0.25m; Grating: 1200lines/mm or better with a dimension of not less than 30 x 30mm; Source: D2 and Tungsten lamp; Detector: Photomultiplier tube with at least a range 190-900nm; Spectral bandwidth: Variable from 0.2 - 4nm in 0.1nm steps; Fully software controlled; Spectral Resolution: = 0.19nm or better; Stray light: = 0.0013% or better at 370nm; Photometric linear range: At least 4Abs or better; Display range: 9.9Abs or better; Wavelength accuracy: 0.02nm or better with the wavelength reproducibility 0.008nm (Peak separation) or better; photometric accuracy: at least 0.003Abs or better; Operational Environmental conditions: Temperature (+5 to +40) deg Celsius ,Relative Humidity ( 4 to < 90)%, Altitude ( 200 to 3000 ) mtrs, Atmospheric Pressure (500 to 800) mmHg ; Power Supply : 230V ± 6% , 50 Hz ± 1 % ; Power cord with 3 round pin top; Single phase 2 KVA Online UPS with at least 6 Nos of 12V 9Ah batteries; Output voltage: 230 +/- 6% , 50 Hz; noise:<50dBA; Efficiency; minimum 85%. | Set
| Reference standard, Nitrofurazone | 500mg
| Reference standard, Nifedipine | 500mg
| Reference standard, Niclosamide | 500mg
| Reference standard, Senna | 500mg
| Reference standard, Tobramycin | 500mg
| Reference standard, Timolol maleate | 500mg
| ZORBAX RR Eclipse Plus C18, 95Å, 4.6 x 150mm, 3.5µm (959963-902) | Piece
| SSyringe filter, Regenerated cellulose 0.45µm x 25mm,sterile | 100/Pkt
| Reference standard, Quetiapine | 500mg
| Reference standard, Sodium citrate | 500mg
| Reference standard, Barium sulphate | 500mg
| TLC-UV viewing cabinet, Portable For viewing TLC plates and for UV ( 365nm/254nm) fluorescence or absorption demonstrations; Light weight mini-cabinets with removable lamps; Long- and shortwave irradiation lamps; Power Supply : 230V ± 6% , 50 Hz ± 1 % ; Power cord with 3 round pin top; | Set
| British Pharmacopioea 2016 | each
| Reference standard, Labetalol | 500mg
| HPLC Coulumn, InfinityLab Poroshell 120 StableBond SB-C8 | Piece
| Staphylococcus aureus ATCC 6538 | Strip
| Reference standard, Lamivudine | 500mg
| Sodium perchlorate | 500g
| Reference standard, Retinol | 500mg
| Reference standard, Warfarin | 500mg
| Sodium chloride, Analytical grade | Bottle
| HPLC Coulumn, InfinityLab Poroshell 120 StableBond SB-C18 | Piece
| Sodium 1- hexanesulfonate | Bottle
| Sodium bicarbonate solution, 7.5% (W/V) Filtered and sterile | Bottle
| Sodium hydrogen carbonate | 500g
| Sodium dodecyl sulfate polyacrylamide gel electrophoresis | Kit
| Sodium standard solution | 250mL
| HPLC Coulumn, InfinityLab Poroshell 120 HPH-C8 | Piece
| Sodium periodate | Bottle
| Sodium sulphate, Anhydrous, AR grade | 500g
| Tetrabutyl ammonium hydrogen sulphate | 500g
| Sulphanalic acid | Bottle
| Reference standard, Clobazam | 500mg
| HPLC Coulumn, InfinityLab Poroshell 120 EC-C8 | Piece
| Reference standard, Clonazepam | 500mg
| Reference standard, Clobetasol propionate | 500mg
| Reference standard, Clarithromycin | 500mg
| HPLC Coulumn, InfinityLab Poroshell 120 EC-C18 | Piece
| Reference standard, Prednisolone | 500mg
| HPLC column, Vertex Plus Column 150 x 3mm ProntoSIL 120-5 C18 ace-EPS with precolumn (15XF18APSJ) | Piece
| Reference standard, Ketamine | 500mg
| Viscometer: Rotational speed 0.3 / 0.5 / 0.6 / 1 / 1.5 / 2 / 2.5 / 3 / 4 / 5 / 6 / 10; 12 / 20 / 30 / 40 / 50 / 60 / 100 / 200 / 250 / 300; 400 / 500 / 600 / 700 / 800 / 900 / 1000 / 1100; 1200 / 1300 / 1400 / 1500 RPM; Torque: 0.1 - 30mNm; Viscosity: 20 - 510,000,000 mPas (cP); Temperature integrated sensor: -20 to +120°C; 450-500L; Display: Temperature, Revolutions/min or shear number, torque, measuring system, viscosity, time; Power Supply : 230V ± 6% , 50 Hz ± 1 % ; Power cord with 3 round pin top; | Set
| Reference standard, Morphine | 500mg
| UHPLC pump: High pressure pump optimized for fast and routine HPLC; Capable of pressures up to 750 bar (10875 psi); Electronically controlled; Flow rate: 0.01-10mL/min, 0.001mL increments; Accuracy: +/-1%; Precision: < 0.1 %; Pressure range: 750 bar up to 5mL/min, 400 bar up to 10mL/min; Eluent mixing: Smart mix HPLC mixing technology; Quaternary LPG: 1 x pump P-1 incl. smart mix, Modular eluent manager M-1,4 channel degasser and interface; Detector: Diode array detector with a data acquisition rate up to 100Hz with dual-lamp configuration with wave length range of 190 - 1000nm; Ultra sensitive fiber optical flow cell; Use spectrum data; Lamps: high brightness D2, tungsten halogen; Wavelength: 190 - 1000nm; Accuracy: < 1nm; Max. data acquisition rate: 100Hz; Diodes: 1024; Pixel pitch: < 1nm; Channels: max. 6; Noise: 5AU; Drift: < 300AU/h; Linearity: 0 - 2AU; Spectral bandwidth: < 2.5nm; Autosampler: Handle pressures up to 1000 bar (15000 psi); Supports full and partial loopfill injection as well as microliter pickup for flexible selection of injection volumes; Tray cooling option; UHPLC injection: up to 1000 bar (15000 psi); Sample capacity: max. 768 sample positions with well plates or 96 sample positions with standard autosampler vials; Injection volume: 1-100µL; Standard fitted loop: 10µL; Injection cycle time: 15s, < 60s with wash; Injection modes: Full loop, partial loop fill and microliter-pickup; Precision: RSD < 0.3 % full loop injection; Carry over: < 0.05 % with needle wash; Sample tray cooling: 4-22°C; Column thermostat: Accommodate up to 6 HPLC columns; The eluent should be cooled before reaching the detector; RFID column recognition for up to 6 columns and 2 valves for advanced switching tasks; Temperature range: 5 - 80°C; Stability : 0.1°C; Post column cooling: 15 - 35°C; Switching valves max 2; Column compartment: 370 x 85mm (L x W); Magnetic column holder; Column recognition: RFID for up to six columns; Power supply: AC 220-230V, 50-60Hz; Power cord with 3 round pin top | set
| Reference standard, Propofol | 500mg
| Reference standard, Pyridoxine | 500mg
| Pain management, Multicomponent opiate mixture 5: Containing Methadone, codeine, hydrocodone, meperidine and oxycodone in methanol 250μg/mL of each component | 1ml
| Reference standard, Noradrenaline | 500mg
| Reference standard, Isoniazid | 500mg
| Magnesium sulfate- heptahydrate for analyses, 99.5% purity | 500g
| Reference standard, Suxamethonium | 500mg
| HPLC column, Vertex Plus Column 150 x 3mm Eurospher II 100-5 C18A with precolumn (15XE184E2J) | Piece
| Reference standard, Tamsulosin | 500mg
| Reference standard, Sodium nitroprusside | 500mg
| Reference standard, Propranolol | 500mg
| Reference standard, Tetracycline | 500mg
| Reference standard, Sulphamethoxazole | 500mg
| Reference standard, Trihexyphenidyl | 500mg
| HPLC column, Vertex Plus Column 150 x 3mm Eurospher II 100-5 C8 A (15CE084E2J) | Piece
| Reference standard, Streptokinase | 500mg
| Reference standard, Pyrazinamide | 500mg
| Reference standard, Pentoxifyllin | 500mg
| HPLC column, Vertex Plus Column 150 x 3mm Eurospher II 100-3 C8 (15CE081E2G) | Piece
| HPLC column, Vertex Plus Column 150 x 3mm Eurospher II 100-3 C8 A (15CE084E2G) | Piece
| Syringe filter, Regenerated cellulose 0.20µm x 25mm, sterile | 100/Pkt
| Reference standard, Vecuronium bromide | 500mg
| Reference standard, Thiopental sodium | 500mg
| Reference standard, Phenytoin | 500mg
| Reference standard, Phenylephrine | 500mg
| Reference standard, Venlafaxine | 500mg
| Reference standard, Paracetamol | 500mg
| Water deionizer, Reference ultra pure water (Type 1); Resistivity at 25°C1 18.2 MOcm; TOC2 = 5ppb; Particulates: (Size > 0.22µm) 3 < 1 particulate/mL; Bacteria 3,4 < 0.01CFU/mL; Pyrogens (endotoxins): 4 < 0.001EU/mL; RNases 4 <1pg/mL; DNases 4 < 5pg/mL; Flow rate: Up to 2L/min; Resistivity to be displayed non-temperature-compensated as required by USP; in the appropriate test conditions with final filter and polisher; Dispenser delivery loop length: 750mm; Ethernet (RJ45); Power supply: AC 220-230V, 50-60Hz; Power cord with 3 round pin top | Set
| Reference standard, Sodium valproate | 500mg
| Reference standard, Oxytocin | 500mg
| Heating mantle for 500mL round bottom flask: Stepless variable (rotary switch); With integrated controller; Temperature range 0 - 450°C | set
| Reference standard, Prednisone USP for dissolution PVT | 500mg
| Reference standard, Tenofovir | 500mg
| Reference standard, Thiamine | 500mg
| ATCC 6538 Staphylococcus aureus | Strip
| Reference standard, Clonidine | 500mg
| Reference standard, Ibuprofen | 500mg
| Reference standard, Clopidorel | 500mg
| Ammonium chloride, ACS grade | 500ml
| Reference standard, Vancomycin | 500mg
| NDTL-Accessories | Section header
| Reference standard, Nystatin | 500mg
| Capillary tubing, SS, 0.17mm id, 150mm length; Part No. 5021-1817 | 10/Pkt
| Reference standard, Levofloxacin | 500mg
National Drug Testing Laboratory (Consumables) | Vertex Plus Column 150 x 3 mm Eurospher II 100-5 C18A with precolumn,Article Nr.: 15XE184E2J | each
| Vertex Plus Column 150 x 3 mm Eurospher II 100-3 C8 A,Article Nr.: 15CE084E2G | each
| Vertex Plus Column 150 x 3 mm ProntoSIL 120-5 C18 ace-EPS with precolumn,Article Nr.: 15XF18APSJ | each
| Quantum TEX,CAT. No. QTUMOTEX1,Milli-Q Adv 10 | each
| Pre-filter 5 Micron Gard,Part No. PB35888,Millipore | each
| Vertex Plus Column 150 x 3 mm Eurospher II 100-3 C8,Article Nr.: 15CE081E2G | each
| Vertex Plus Column 150 x 3 mm ProntoSIL 120-3 C18 SH,Article Nr.: 15CF180PSG | each
| Vertex Plus Column 150 x 2 mm Eurospher II 100-3 C18P,Article Nr.: 15BE182E2G | each
| Vertex Plus Column 150 x 3 mm Eurospher II 100-5 C8 A,Article Nr.: 15CE084E2J | each
| Vertex Plus Column 150 x 3 mm ProntoSIL 120-3 C8 ace-EPS with precolumn,Article Nr.: 15XF08APSG | each
| Vertex Plus Column 150 x 3 mm Eurospher II 100-3 C18A,Article Nr.: 15CE184E2G | each
| Vertex Plus Column 150 x 3 mm ProntoSIL 120-3 C18 ace-EPS with precolumn,Article Nr.: 15XF18APSG | each
| Q-gard-T2,CAT No. QGARDT2X1,Milli-Q Adv 10 | each
| Pre-filter 1 Micron Gard,Part No. PB35889,Millipore | each
| Vertex Plus Column 150 x 3 mm Eurospher II 100-3 C18 H,Article Nr.: 15CE185E2G | each
| Progard TS2,CAT No. PROGOTOS2 ,Elix 10, Millipore | each
| Vertex Plus Column 150 x 3 mm Eurospher II 100-10 C18 with precolumn,Article Nr.: 15XE181E2N | each
| Vertex Plus Column 150 x 4 mm Eurospher II 100-5 C8 with precolumn,Article Nr.: 15WE081E2J, Knauer | each
National Drug Testing Laboratory (Reagents) | Potassium hydroxide | 500g/pack
| Potassium dihydrogen phosphate, ≥99.5 %, p.a., ACS, Reagent for phosphate, buffer, molecular biology, KH2PO4 , M 136,09 g/mol, D 2,34, mp ~253 °C, WGK1, EG-No. 2319134, CAS-No. [7778-77-0] | 500 g/pack
| Silver nitrate | 500g/Pack
| Sodium dihydrogen phosphate mono hydrite | 500g/Pack
| Sodium heptane sulfonate | 50g/pack
| Sodium hexanesulfonate | 50g/pack
| Sodium hypochlorite | 1L
| Potassium bromide | 100g/pack
| Tetraheptylammonium bromide | 250g/pack
| Potassium ferrric cyanide | 500g/pack
| Butanol,HPLC grade | 500ml/pack
| Sulphuric acid | 500ml/pack
| Calcium hydroxide | 500g/Pack
| Butyl acetate | 500g/Pack
| Thiodiethylene glycol | 500ml/pack
| Conc. Ammonia | 500ml/pack
| Dichloromethane | 1lt
| Triphenylmethanol | 50ml/pack
| Cerium sulfate | 500g/Pack
| Monobasic sodium phosphate | 500g/pack
| Dipotassium hydrogen phosphate | 500g/Pack
| acetic acid,HPLC grade | 500ml/pack
| Heptane,HPLC grade | 500ml/pack
| n-Heptane,HPLC grade | 500ml/pack
| Dioxan R | 100mg/pack
| Ascorbic acid R | 500g/Pack
| Edetate disodium | 500g/Pack
| Ethylacetate | 2.5lt/pack
| Phenyl hydrazine | 100g/pack
| α-napthol solution | 50ml/pack
| Potassium chloride | 500g/pack
| Potassium hydrogen phosphate | 500g/pack
| Triethylamine | 250g/pack
| Glacial acetic acid,HPLC grade | 500ml/pack
| Cyclohexane,HPLC grade | 500ml/pack
| Carbon disulfide | 250g/pack
| Dibenzyl carbazide | 100g/pack
| Copper sulfate | 250g/pack
| 2,2-diphenylglycine R | 50g/pack
| acetone,HPLC grade | 2.5lit/pack
| Sodium periodate | 250g/pack
| anhydrous sodium carbonate | 500g/Pack
| Barium sulphate | 500g/Pack
| Dinitrobenzylchloride | 250g/pack
| Nitro benzaldehyde | 500ml/pack
| Ethylene glycol mono methyl ether | 500ml/pack
| Diethylamine | 500g/Pack
| Ferrous sulfate solution | 250g/pack
| bromothymol blue solution | 500ml/pack
| Tri fluoro acetic acid | 500ml/pack
| Crystal Violet | 5g/pack
| Ammonium chloride | 500g/Pack
| Ferrion R | 25g/pack
| Para amino benzoic acid | 50g/pack
| Cytosine | 5g/pack
| Ammonium dihydrogen phosphate | 500g/Pack
| Cyano guanidine | 250g/pack
| Dibutylamine | 1lt
| 4-amino phenol | 250g/pack
| Dibenzosuberone | 25g/pack
| benzoin | 500ml/pack
| 2-methyl-2-propanol R | 250g/pack
| Potassium dichromate | 500g/pack
| Potassium dihydrogen orthophosphate | 500g/pack
| Hexane,HPLC grade | 500ml/pack
| Urea | 500g/pack
| Zinc powder | 500mg/pack
| Sodium lauryl sulfate | 250g/pack
| Sodium nitrite | 500g/mL
| Phosphoric acid | 500ml/pack
| Lead standard | 500mg/pack
| Potassium carbonate | 500g/pack
| N, N-dimethyloctylamine | 500ml/pack
| Naphthyl ethylenediamine dihydrochloride | 50g/pack
| Methyl red solution | 100g/pack
| Methylene chloride | 500ml/pack
| Ethanol,HPLC grade | 2.5lt/pack
| Acetic anhydrite | 500ml/pack
| anhydrous sodium dihydrogen phospate | 500g/Pack
| Benzyl acetone | 50g/pack
| Anhydrous formic acid | 2.5lit/pack
| Disodium tetra borate | 500g/Pack
| Anhydrous sodium sulfate | 500g/Pack
| 4-hydroxy coumarin | 50g/pack
| Formaldehyde,HPLC grade | 500ml/pack
| Ammonium hydroxide | 500mlt/pack
| acetonitrile,HPLC grade | 2.5lit/pack
| Methyl orange | 100g/pack
| Ferric chloride | 25g/pack
| Cresol red solution | 5g/pack
| Chloroform | 500ml/pack
| Oxalic acid | 100g/pack
| Citric acid | 100g/pack
| Palladium chloride | 100g/pack
| Dimethyl foramide R | 250g/pack
| 1-naphthol | 500g/pack
| Disodium hydrogen phosphate | 500g/Pack
| 2,2,4-trimethylpentane | 500ml//pack
| Perchloric acid,HPLC grade | 500ml/pack
| Ninhydrine solution | 250g/pack
| Quinine sulfate | 250g/pack
| Indomethacin R | 50g/pack
| Tetrabutylammonium hydrogen sulfate | 250g/pack
| Tetrabutylammoniumhydroxide | 50ml/pack
| Ammonium sulfamate R | 250g/pack
| Tetra methyl ethylene diamine | 250g/pack
| p-dimethylaminobenzaldehyde | 50g/pack
| Salycilic acid | 500g/Pack
| Isopropanol | 500ml/pack
| 4-nitro phenol | 50g/pack
| 1-naphtholbenzein | 25g/pack
| Melamine R | 50g/pack
| Nicotinic acid | 500ml/pack
| Oxibendazole | 25mg/pack
| Hydroxy naphthol | 500ml/pack
| Methanol,HPLC grade | 2.5lt/pack
| Potassium permagnate | 250g/pack
| Chromotropic acid | 10g/pack
| Sodium octane sulfonate | 50g/pack
| Sodium pentasulfonate monohydrate | 100g/pack
| bromocresol green | 50g/pack
| Anhydrous dibasic sodium phosphate | 500g/Pack
| Anhydrous acetic acid | 2.5lit/pack
| Sodium perchlorate | 100g/pack
| 1-heptane sulfonate | 25g/pack
| Sodium hydroxide | 500g
| Ammonium oxalate | 250g/pack
| Tetra hydro furan R | 250mlt/pack
| Sodium edetate R | 500g/Pack
| Potassium iodide | 100g/pack
| HCL | 500ml/pack
| Pyridine | 500ml/pack
| Sodium dihydrogen phosphate | 500g/Pack
| Sodium acetate trihydrate | 500g/Pack
| Sodium acetate | 500g/Pack
| 2-propanol,HPLC grade | 500ml/pack
| Methyl isobutyl ketone | 50g /pack
| Ammonium acetate | 50g/pack
| Potassium sulphate | 100g/pack
| Tetradecylammonium bromide | 250g/pack
| Hydrogen peroxide | 500ml/bottle
| Sodium methoxide | 250g/pack
| Ammonium persulfate | 250g/pack
| Triethanolamine | 500ml/pack
| Anhydrous ethanol | 2.5lit/pack
| Imino dibenzyl R | 10g/pack
| Propanol,HPLC grade | 500ml/pack
| Nitric acid | 250ml/pack
| Naphtholbenzene sol. | 500ml/pack
| Sodium hydrogen carbonate | 500ml/Bottle
National Toxicology Centre | Nitric acid, Trace metal grade/ICP grade | 500mL
| Caco-2 (Caco2) Human cells, epithelial cell, Frozen, colorectal adenocarcinoma | set
| AChE Cholinesterase Assay kit: Test principle based upon Ellmans method; Should detect acetylcholinesterase activity in whole blood (plasma/serum) | 100/Pkt
| Hep G2 (HEPG2), human cells, tissue-liver, frozen, morphology- epithelial-like | Piece
| GC and HPLC vial with patch, screw cap, volume capcity: 1.5-2ml; Material: amber color glass; Type:1,51-expansion amber Glass | 100/pkt
| Bulk membrane for high binding (150-160µg/cm2) immunoblotting, 0.2µm, 26cm x 3.3m | set
| Certified Reference standard, Alcohol mix control 0.100g/dL: Mix standard containing components like acetaldehyde, acetone, ethanol, ethyl acetate, isopropanol, methanol | 1 ml
| Reference standard for ICP, Lead 5mg/L | 50mL
| Mixed standard, Chlorinated pesticides 2000ug/mL in hexane/toluene | 1 ml
| Certified Reference standard, 3,4-MDMA HCl 1,000μg/mL | 1 ml
| Certified Reference standard, Cocaine 1000µg/mL | 1 ml
| Gel Red,10000X | 0.5mL/vial
| Reference, Diquat Dibromide Monohydrate | 2mL/vial
| Western blotting apparatus: Tank boltting ells, buffer tank and lid, Gel holder cassette, electrodes, cooling mechanism, blotting area 10 x 7.5cm, 2 mini-protean gel capacity, 2 nos. of gel holders; buffer requirements 1.2L; Electrode distance 4cm; Platinum wire electrode; Transfer time of standard 1 hr; high-intensity: 1 hr, blue cooling unit | set
| Microscope, Inverted tissue culture: Oservation method: Confocal, total internal reflection fluorescence (blue/green), UV excitation, DIC, Phase contrast; Illuminator: Transmitted, Fluorescence with LED, 100W halogen, Mercury lamp; Revolving nosepeice motorized (6 position) | Set
| Isopropyl alcohol, HPLC Grade | 500mL/bottle
| Multielement standard solution 5 for ICP, in 10 % nitric acid | 100ml
| Sulphanalic acid ACS grade | Bottle
| Multimode sample introduction system for use with ICP OES. Should provide simultaneous vapor generation of environmentally sensitive elements including As, Se and Hg with low μg/L detection limits. Also provide better performance than conventional nebulization through thin film hydride technology, while offering a choice of three modes that eliminates changeover and allows routine and hydride elements to be determined using the same setup. This should Include MSIS spray chamber assembly, Drain tubing assembly, Capillary tubing 0.01 in ID by 0.03 in OD to join to peristaltic pump tubing for reductant inlet, and Sample peristaltic pump tubing for reductant and waste (1 tube each). | set
| Certified Reference standard, Propoxyphene 1000μg/mL | 1 ml
| Certified Reference standard, Ketamine 1000μg/mL | 1 ml
| Certified Reference standard, Heroin 1000μg/mL | 1.2 ml
| Certified Reference standard, Cannabinoids 1,000μg/mL; Certified reference standard; Mix standard in the package containing component like Delta-9-Tetrahydrocannabinol (Δ9-THC), Delta-8-Tetrahydrocannabinol, Cannabinol, Cannabidiol | 1 ml
| Sample heating; Part no:W139-1360 | Piece
| Electrophoretic power supplies. Voltage 5-500 V, current 0.01-2.5 A, power 1-500 W | set
| Liquid Chromatography, Triple Quadrupole, Mass spectrometry system: Ion source: ESI, AJS, APCI, MMI, Nano ESI; Mass range of m/z 5-3000 scan speed of 17000 Da/s; Collision cell clearance time: < 0.5 ms, IDL sensitivity of <4 fg reserpine on-column, <4 ppt, MRM sensitivity S/N ESI positive: S/N>75000:1; MRM sensitivity S/N ESI negative: S/N>30000:1; Polarity switching: m/z 5-3,000; Mass stability: </= 0.1 Da in 24 hrs; Scan mode: MRM, SIM, MS scan, product ion scan, neutral loss/gain scan and precursor ion scan; Maximum scan rate: 17,000 Da/s; Operational Environmental conditions: Temperature (+5 to +40) deg Celsius ,Relative Humidity ( 4 to < 90)%, Altitude ( 200 to 3000 ) mtrs, Atmospheric Pressure (500 to 800) mmHg ; Power Supply : 230V ± 6% , 50 Hz ± 1 % ; Power cord with 3 round pin top; Single phase 2 KVA Online UPS with at least 6 Nos of 12V 9Ah batteries; Output voltage: 230 +/- 6% , 50 Hz; noise:<50dBA; Efficiency; minimum 85%. | Set
| Certified Reference standard, Malathion 1000μg/mL in acetonitrile | 1 ml
| Cartridge manifold, VacElut, 12 port vaccum manifold processing station and collection rack for 16 x 100mm test tubes | Piece
| Trichloroacetic acid | 500g
| Microscope, Polarized light, Infinite optical system, 5x -100x; Power Supply : 230V ± 6% , 50 Hz ± 1 % ; Power cord with 3 round pin top; noise:<50dBA; Efficiency;minimum 85%. | Set
| Whole blood control for trace elements, Level I, II & III for Analytes: Ag, As, Ca, Cd, Co, Cr, Cu, Fe, Hg, Iodide, K, Mg, Mn, Mo, Na, Ni, P, Pb, Pd, Pt, Sb, Se, Sn, Tl, Zn | 5mL/Vial
| Sodium dithionite | 500g
| Microscope, Polarized light, Infinite optical system, 5x -100x; Power Supply : 230V ± 6% , 50 Hz ± 1 % ; Power cord with 3 round pin top; noise:<50dBA; Efficiency; minimum 85%. | Set
| SPE vaccum manifold. glass block, corian manifold lid, cover gasket, vaccum gauage and valve assembly, 24 tips, adjustable collection rack, bulkhead fittings, 24 plus and manifold safety tray., collection tube of 10, 12 and 15 mm, vaccum degree <=-0.08 mPa | Set
| Blue bonded open top cap + white PTFE/red silicone septa for GC and HPLC vial | 100/pkt
| Human kidney embryonic cells | vial
| Phosphate buffered saline tablet | 50 tablets/bottle
| Sdium borohydride | 100gram/bottle
| Triton X-100 | 500mL/bottle
| Liquid Chromatography, Triple Quadrupole, Mass spectrometery system: Ion source: ESI, AJS, APCI, MMI, Nano ESI; Mass range of m/z 5-3000 scan speed of 17000 Da/s; Collision cell clearance time: < 0.5 ms | Set
| Reference standards, Asbestos for Tremolite polarised light microscopy | 1g/bottle
| QuEChERS kit for drugs extraction in biological samples (capsules, tablets, blood, urine, vomits, and viscera) with extract tubes, AOAC method, Dispersive 2mL | Packet
| Microscope, Polarized light, Infinite optical system, 5x -100x | Set
| Certified Reference standard, Codeine standard 1,000μg/mL | 1 ml
| Mixed standard, Organophosphate 2000ug/mL in hexane/toluene | 1 ml
| Certified Reference standard, Aldrin 1000g/mL in acetonirile | 1 ml
| Analytical standard reference material for Aflatoxin B1, suitable for HPLC and GC 2ug/ml of 2ml ampule | 2 ml
| Certified Reference standard, d-Amphetamine 1000μg/mL | 1 ml
| Certified Reference material, Benzodiazepine multi-component solution containing 250μg/mL of each component in acetonitrile: Alprazolam, Clonazepam, Diazepam, Flunitrazepam, Lorazepam, Nitrazepam, Oxazepam, Temazepam | 1 ml
| Helium gas, Laboratory grade, Purity >99.999%; Oxygen < 4 ppm, Water < 5 ppm, Total Hydrocarbon (as CH4) < 0.5ppm; Volume of cylinder: 7M3 for sample analysis | Cylinder
| Gas chromatography, Mass spectrophotometer: EI standard, CI optional; Ion source material: Noncoated, proprietary inert source; Ion source temperature: 150-350°C; Dual filaments for EI; Automated and vent free; Electron energy 10-300eV; Mass filters (2); Mass axis stability : <0.10 over 24 hours (10-40°C); Quadrupole temperature: 106-200°C; Mass range m/z : 10- 1,050; Resolution: Selectable 0.7-2.5 Daltons, default tune, Settable, 0.4-4.0 Daltons, custom tune; Scan rate: Up to 20,000/s; Autotune or manual tuning; Detector : Triple-Axis HED-EM with extended-life EM and dynamically ramped iris; MRM speed: 800 transitions/sec; Minimum MRM dwell: 0.5 msec; Collision cell: Linear hexapole; Collision cell gas : Nitrogen with helium quench gas; Collision energy: Selectable up to 60eV; Vacuum system: Dual stage turbomolecular pump; Total gas flow: up to 8mL/min; Original software, data handling (quant/qual) and reporting, databases; Operational Environmental conditions: Temperature (+5 to +40) deg celcius ,Relative Humidity ( 4 to < 90)%, Altitude ( 200 to 3000 ) mtrs, Atmospheric Pressure (500 to 800) mmHg ; Power Supply : 230V ± 6% , 50 Hz ± 1 % ; Power cord with 3 round pin top; Single phase 2 KVA Online UPS with at least 6 Nos of 12V 9Ah batteries; Output voltage: 230 +/- 6% , 50 Hz; noise:<50dBA; Efficiency; minimum 85%. | Set
| Western blotting apparatus: Tank boltting ells, buffer tank and lid, Gel holder cassette, electrodes, cooling mechanism, blotting area 10 x 7.5cm, 2 mini-protean gel capacity, 2 nos. of gel holders; buffer requirements 1.2L; Electrode distance 4cm; Platinum wire electrode; Transfer time of standard 1 hr; high-intensity: 1 hr, blue cooling unit | set
| Immunoaffinity SPE cartridge pack of 30, 6 ml/piece | Piece
| Certified Reference standard, Cypermethrin 1000μg/mL in acetonitrile | 1 ml
| Certified Reference Material Deltamethrin, 500µg/mL in Methanol | 1 ml
| Certified Reference standard, Tramadol 1000μg/mL | 1 ml
| Certified Reference standard, Diazinon-d10 1000μg/mL in acetonitrile | 1 ml
| Reference standard for ICP, Cadmium 5mg/L | 50mL
| Folin-Ciocalteau reagent | 100mL
| 3-(4,5-Dimethylthiazol-2-yl)-2,5-Diphenyltetrazolium Bromide (MTT ) | 5g
| Aflatoxin B1 ELISA test kit | Packet
| Certified Reference material, Opiate multi-component solution containing 250μg/mL of each component in acetonitrile: Methadone, Codeine, Hydrocodone, Meperidine, Oxycodone | 1 ml
| Evaporator, Nitrogen, 80-250mL, Bench top: 8 sample capacity; With LCD display; Time, Temperature setting and Start/stop facility; Temperature range: Ambient to 90°C; Time range: 15 sec to 10 hours; Gas station: 5 nos. with LED indication; Gas regulator range: 0 - 100 PSI; Pressure gauge range: 0-100 PSI, Controlled: Fully microprocessor based; Sample capacity: 50 nos.; Gas line: 5 nos; Water tank capacity: 6 -7L; Water bath capacity: 6 - 7L; Error indication: LED indication with buzzer Accessories: Adapter for connecting a gas tube and regulator for the gas inlet; Laboratory grade nitrogen gas cylinder; Exhaust duct outlet or fume hood; Exhaust hose of at least 3.5 - 4 meters, 2"""" inner diameter; Operational Environmental conditions: Temperature (+5 to +40) deg Celsius ,Relative Humidity ( 4 to < 90)%, Altitude ( 200 to 3000 ) mtrs, Atmospheric Pressure (500 to 800) mmHg ; Power Supply : 230V ± 6% , 50 Hz ± 1 % ; Power cord with 3 round pin top; noise:<50dBA; Efficiency; minimum 85%; Appropriate Voltage Stabilizer " | Set
| Sodium rhodizonate 99% | 10g
| Hippuric acid, Analytical standard (conc. 1000µg/L) | 1mL
| Standard reference material, Trans, trans-muconic acid 98% for HPLC | 100/Pkt
| Aflatoxin ELISA test kit | 96/Pkt
| Di-ammonium hydrogen phosphate | 500gm/bottle
| Reference standards, Asbestos for Amosite polarised light microscopy | 1g/bottle
| Vial insert, HPLC for 2mL standard opening vial, insert volume 0.15mL, conical clear glass (with bottom spring), O.D> X H5 mm x 30 mm | 100/pkt
| Yttrium standard solution: Traceable to SRM from NIST Y(NO3)3 in HNO3 0.5 mol/L 1000 mg/L Y | 100mL/bottle
| "Rotatory evaporator, Rotavapor system specs: maximum flask size: 5 L; maximum heating bath temperature: 300℃; lift: manual and electronic; rotation speed: 300rpm; electrical: 100-120V, 50/60Hz. 60W; Vacuum control specs: measurement range: 1400-0 mbar; control range: 1100-0 mbar; measuring accuracy: ±2 mbar; vacuum concentration: GL 14; Temperature compensation: 0.07 mbar/K; Hysteresis: Automatic or 1-500 mbar; Heating bath specs: Display: LCD digital display; control: analog control knobs; Temperature range: 20-300℃;Temperature accuracy: +1℃; Vacuum pump specs: Capacity: 1.8m3/h*; number of steps: 2; Final vacuum: <10mbar; Final vacuum with gas ballast: 24 mbar; power consumption: 210 W; Electrical requirements: Operational Environmental conditions: Temperature (+5 to +40) deg Celsius ,Relative Humidity ( 4 to < 90)%, Altitude ( 200 to 3000 ) mtrs, Atmospheric Pressure (500 to 800) mmHg ; Power Supply : 230V ± 6% , 50 Hz ± 1 % ; Power cord with 3 round pin top; noise:<50dBA; Efficiency; minimum 85%; Appropriate Voltage Stabilizer " | Set
| Extraction kit, Liquid-liquid | Set
| Lead acetate | 100g
| Reference Standards | Heading
| Starch powder | 1kg
| Certified Reference standard, Endosulfan 1000μg/mL in acetonitrile | 1 ml
| Ammonium sulfamate | 500g
| Amanitin ELISA kit | 96/Kit
| Reference standard for ICP, Selenium 5mg/L | 50mL
| Potassium iodide | 100g
| Certified Reference material, Methamphetamine/Cocaine/Heroin solution containing 250μg/mL of each component in acetonitrile | 1 ml
| Furfuraldehyde solution | 500mL
| Diphenylamine | 100g
| Chromotropic acid | 25g
| O-cresol reagent | 100g
| Reference standard for Bongkrekic acid | 10mg
| Certified Reference standard, Chlorpyrifos 1000μg/mL in acetonitrile | 1 ml
| Reference standard for Hypaconitine | 10mg
| Reference standard, Mercury 5mg/L | 50mL
| Microscope, Inverted tissue culture: Observation method: Confocal, total internal reflection fluorescence (blue/green), UV excitation, DIC, Phase contrast; Illuminator: Transmitted, Fluorescence with LED, 100W halogen, Mercury lamp; Revolving nosepiece motorized (6 position); Power Supply : 230V ± 6% , 50 Hz ± 1 % ; Power cord with 3 round pin top; noise:<50dBA; Efficiency; minimum 85%. | Set
| ICP multi-element standard solution IV, (23 elements in diluted nitric acid) 1000 mg/L: Ag, Al, B, Ba, Bi, Ca, Cd, Co, Cr, Cu, Fe, Ga, In, K, Li, Mg, Mn, Na, Ni, Pb, Sr, TI, Zn) | 500mL/bottle
| Sep-Pak classic short C18 SPE cartiridge, PN WAT051910 | 10/pkt
| Reference standards, Asbestos for Chrysolite polarised light microscopy | 1g/bottle
| Reference standards, Asbestos for Anthophyllite polarised light microscopy | 1g/bottle
| Soxhlet extraction apparatus, extraction volume 85-145 ml, flask volume of 125-300 ml | Set
| Soxhlet extractor: Evaporating flask 10L, Receiving flask 5l, Condensering surface (m2) 0.57, Motor power of 180W, Evaporating speed 3L/hr, Bath power 3KW, Voltage single phase 220V, 50/60Hz | Set
| Activated carbon cartidge (for outlet); Part no:W139-1120 | Piece
| Microscope, Polarized light, Infinite optical system, 5x -100x; Power Supply : 230V ± 6% , 50 Hz ± 1 % ; Power cord with 3 round pin top; noise:<50dBA; Efficiency; minimum 85%. | Set
| Certified Reference standard, Paraquat dichloride 1000μg/mL in acetonitrile | 1 ml
| Joint set; Part no:W001-1300 | Piece
| Reference standard for Aconitine | 10mg
| Reference standard for Mesaconitine | 10mg
| QuEChERS kit: 100mg MgSO4; 50mg NaCl | Set
| Reference standards, Asbestos for Crocidolite polarised light microscopy | 1g/bottle
| Reference standard for ICP, Arsenic 5mg/L | 50mL
National Tuberculosis Reference Laboratory | MGIT 960, AST carrier set for first line DST for MGIT 960 | 3/Pkt
| Inspissator (open type): For coagulation of egg based culture media; stainless steel shallow tray, tank and outer case ; adjustable temperature range : +5 °C to 90°C; uniform temperature circulation with temperature accuracy : ± 0.5 °C; Water level sensor; visible and audible alarm indicators; over heat temperature cut-off; Quilt and blanket ; Hold up to 150-160 McCarteny tubes (16 x 150mm) or 160-165 universal containers or glass bottles; Power Supply : 230V ± 6% , 50 Hz ± 1 % ; Power cord with 3 round pin top | set
| PCR cabinet with UV lamp: Light sources 254nm 8W UV; Two power outlets; Two shelves; UV Timer; Antimicrobial coated metal surfaces; Certifications: CE, FDA, ISO, IEC or equivalent standards; Operational environmental conditions: Temperature 5-40oC; Relative humidity: 4 to <90%; Altitude 200-3000m; Atmospheric pressure 500-800mmHg; Power supply: AC 220-230V, 50-60Hz; Power cord with 3 round pin top; Appropriate voltage stabilizer | Set
| Slide warmer Black anodised working plate; Temp. up to 100°C; Regulation in 1°C steps; Digital display; Overheating protection | Set
| Air Shower System: Self-contained chamber for removal of surface-deposited particles from personnel prior to entering the cleanroom; stainless steel construction with no gaps or crevices where microbes can colonize; rounded corners for easy disinfection; See through double pane tampered glass door or other sturdy transparent material; Motion sensor to initiate the air shower and lights; recirculation of contaminated air through negative pressure plenum and HEPA-filter with 99.99% efficiency; LED lighting with long life atleast 10,000 hours; automated interlocking mechanism to control the opening of doors : i) upon completion of the air shower cycle and ii) prevent accidental opening of both doors at the same time; Emergency Exit button for door release incase of power failure; Adjustable air nozzles on both walls and ceilings, which allows multidirectional airstream; High velocity air stream : atleast 20 to 25 m/s; Programmable shower time and door interlock duration; Power Supply : 230V ± 6% , 50 Hz ± 1 % ; Power cord with 3 round pin top | set
| Centrifuge, Refrigerated: Max. speed 14,000RPM; Max. RCF 20,800 x g; Temperature, -9 to 40°C; Power supply: AC 220-230V, 50-60Hz; Power cord with 3 round pin top | Set
| Slide cabinet Store atleast 20,000 slides of 75 x 25mm; Horizontal with anodized aluminum slide tray of 350 x 210 x 35mm; Uniformly slotted rows numbered 1 to 50 to identify the slides; .Power supply: AC 220V- 230V, 50HZ Power cord with round 3 pin top and suitable voltage stabilizer | Set
| QFT-Plus ELISA reagent | Kit
| BD BACTEC MGIT 960 SIRE Kit (sufficient for 40 tests) catlog/Part# 245123 | Kit
| Ambient shipping system, Category A (UN 2900, UN 2814): Complying with ICAO/IATA Packing Instruction 602; Capacity: Thirty-two 10 mL vials, Maximum: Two 500 mL blood bags | Piece
| Micropipette: adjustable, 5-50 µl, single channel | 1
| Ion 530 chip kit | each
| Bio-Safety Cabinet- Class 2 Type A2, with base console stand/wheels, width 4 foot (1.2 m). The basic equipment shall consist of exhaust HEPA filter, Supply HEPA filter, negative pressure plenum, positive pressure plenum front opening. Work access opening Standard Opening Height 10 inch (254 mm),/ 12 inch (305 mm) / 8 inch (203 mm) Standard Inflow Velocity 105 fpm (0.53 m/s). Viewing Window: Standard Safety Plate Sliding Glass Fully Closed to 21 inch (533 mm) . Power 230 V, 50/60 Hz; Face dimensions: 4ft. (L) X 2ft. (W) X 6ft . The HEPA filter should have rated efficiency of 99.97% (or better) at 0.3 microns to provide product protection of Class 100 or exceeding Class 100 requirements of Federal Standards 209E or equivalent ISO within the work area. Face Velocity: At least 100 fpm Light Intensity at work surface: 800 lux or more over the entire work surface. Noise level : <70 dBA. UV germicidal lamp intensity: >40 microwatt/ sq.cm over the entire work surface. Construction : Main body, side and rear panel: Electro- galvanized Steel or Mild Steel, oven baked epoxy powder coated finish.Switches and indicators: Individual switches and indicator lamps for blower motor, florescent lamp and UV lamp. External height 2200 mm including support stand, allowing an available space of at least 400 mm from the top of the BSC to the ceiling. Higher versions may be accepted, provided the 400 mm over the BSC is available to measure air velocity above the exhaust filter, and to have enough space for changing the filter and for ducting and/or a thimble connection to outlet. The Biosafety Cabinet should be tested and comply with the following requirements (at site):- 1. Down flow velocity and Volume Test; 2. Inflow Velocity Test; 3. Airflow Smoke Pattern Test; 4. HEPA Filter Leakage Test; 5. Cabinet Leakage Test; 6. Electrical Leakage : Ground Circuit Resistance and Polarity Test; 7. Lighting Intensity Test; 8. Vibration Test; 9. Noise Level Test; 10. UV Lamp Intensity Test; 11. Alarms and indicators test (if provided); 12. The differential pressure gauge should be calibrated; Spare accessories required : HEPA Filter (one)-dimensions same as above, Prefilters (two) | each
| Ofloxacin for MGIT 960 lyophilized drug, 664µg | 6/Pkt
| BACTEC MGIT PZA tube | 25/Pkt
| Ion xpress library kit | each
| BD MicroMGIT fluorescence manual tube reader, Power Supply : 230V ± 6% , 50 Hz ± 1 % ; Power cord with 3 round pin top | Set
| Cotton Zig-Zag, Sterile | Packet
| GenoType MTBDR plus V2 test kit | 96/Pkt
| GenoType Mycobacterium AS, Differentiation between 16 additional atypical mycobacterial species | 96/Pkt
| Mycobacterial detection system, Automated: For the rapid detection of mycobacteria in clinical specimens other than blood as well as antimicrobial susceptibility testing of anti-tuberculosis drugs known as S.I.R.E., I.R., and PZA; Non-radiometric; Annual capacity of 8,300 tubes; Include instrument, Starter kit, and AST starter kit | Set
| Genotype MTBC | 96/Pkt
| 1.5 ml screw cab tubes, sterile, conical bottom. | 500 tubes / box
| GenoType Mycobacterium CM, Differentiation between 14 common atypical mycobacterial species | 96/Pkt
| BD BBL Middlebrook OADC enrichment | 100mL
| Micropipette: adjustable, 0.2-2µl, single channel | 1
| BD BBL Calibrator kit for MGIT 960 liquid culture system | 51/Pkt
| BD BACTEC MGIT 960 Sire kit Sufficient for 40 tests | 6/Pkt
| BBL MGIT tubes for Bactec MGIT 960 (7mL) Mycobacterial growth indicator tube, bar coded | 100/Pkt
| Isoniazid, Free base | 5g
| BD BBL Middlebrook OADC enrichment | 500mL
| Kit Calibrator MGIT 960 (Cat/Part # 445999) | 51 per pack
| Retort Stand Set with 4 Clawed cork lined Burette clamp, Universal retort clamp with PVC coated 3 Prongs and Retort Ring (Diameter: 6.25 cm) ; Polished stainless steel corrosion resistant rod of 50cm length with support base/stand (approx. 20 cm x14cm); rod lockable in it's base | set
| Penicillin streptomycin solution (10,000 units Penicillin, 10,000µg/mL Streptomycin) 100x | 100mL
| Capreomycin for MGIT 960 lyophilized drug,830µg | 6/Pkt
| Thermoshaker/Twincubator Manual; Hybridization of 12 samples; High-quality Peltier elements; High level of temperature accuracy; Number of programs 9, with up to 20 steps; Temperature: 4 - 105°C in steps of 1°C; Heating rate 0.3°C/s; Cooling rate 0.2°C/s; Power supply: AC 220-240V, 50Hz; Power cord with 3 round pin top | Set
| Ofloxacin | 100ml
| Air filter for MGIT 960 machine, Square (444374) | Piece
| Dipotassium hydrogen phosphate | 500g
| Air filter for MGIT 960 machine, Rectangular (445888) | Piece
| Mycobacterial detection system, Automated: Closed sytem; For the rapid detection of mycobacteria in clinical specimens other than blood as well as antimicrobial susceptibility testing of anti-tuberculosis drugs known as S.I.R.E., I.R., and PZA; Non-radiometric; Annual capacity of 8,300 tubes; approx. 320 tubes per rack, three racks;Include instrument, Starter kit, and AST starter kit; Operational environmental conditions: Temperature 5-40°C Relative humidity: 4 to <90%; Altitude 200-3000m; Atmospheric pressure 500-800mmHg; Power Supply : 230V ± 6% , 50 Hz ± 1 % ; Power cord with 3 round pin top; 15 KVA online UPS with output voltage 230V ± 6% , 50 Hz ± 1 %, input voltage : 400V ± 6% , 50 Hz ± 1 % | set
| Slide cabinet Store atleast 20,000 slides of 75 x 25mm; Horizontal with anodized aluminum slide tray of 350 x 210 x 35mm; Uniformly slotted rows numbered 1 to 50 to identify the slides | set
| Xpert MTB/RIF: detection of MTB and rifampin resistance mutations | 10/Pkt
| Micropipette: adjustable, 20-200 µl, single channel | 1
| Ion 520/530 kit -OT2 | each
| Proteinase K, recombinant, PCR Grade | 100mg
| Vial 3 dram with screw cap (rubber lined) 12mL, N-51A clear borosilicate glass, 15-425 thread | 200/Pkt
| Xpert CGX MTB-RIF-50 Xpert MTB/RIF kit | 50/Pkt
| Xpert MTB/RIF Ultra: Improved performance and faster time to result (<80 minutes) | 10/Pkt
| Consumables (NTRL) | Section header
| Sample pass box, Double end doors: Double-wall construction; Clean mount pass-through; Flush-mounting design; Standard features: Automatic mechanical interlock, isolated from chamber ; Smart control module; Lift-off doors/Removable, autoclavable doors; polyurethane gasket seal, knife edge seal; Easy to install; Rounded and coved corners; Materials: 316L stainless steel chamber and latches; Stainless steel reinforced door frames with heat resistant tempered glass windows (10mm thickness); Accessories: One gasket | Set
| Dehydrated medium base, Loewenstein Jensen | 500g
| D-Cycloserine, Synthetic | 5g
| N-acetyl L-cysteine | 25g
| Moxifloxacin | Bottle
| Mycobacterial detection system, Automated: Closed sytem; For the rapid detection of mycobacteria in clinical specimens other than blood as well as antimicrobial susceptibility testing of anti-tuberculosis drugs known as S.I.R.E., I.R., and PZA; Non-radiometric; Annual capacity of 2700 tubes; approx. 320 tubes per rack, one rack;Include instrument, Starter kit, and AST starter kit; Operational environmental conditions: Temperature 5-40°C Relative humidity: 4 to <90%; Altitude 200-3000m; Atmospheric pressure 500-800mmHg; Power Supply : 230V ± 6% , 50 Hz ± 1 % ; Power cord with 3 round pin top; 15 KVA online UPS with output voltage 230V ± 6% , 50 Hz ± 1 %, input voltage : 400V ± 6% , 50 Hz ± 1 % | set
| dsDNA Quantitation kit, High sensitivity, Emission 527, Excitation 510, Quantitation range 0.2 to 100ng, Detection method Fluorescent | 100/pkt
| Tube, Thin-walled, Polypropylene 500µL for use with the Flurometer | 500/pkt
| Methylene blue powder | 25g
| GenoType MTBRD SL V2 | 96/Pkt
| GenoType LepraeDR VER 1.0 | 96/Pkt
| Amikacin for MGIT 960 lyophilized drug 332µg | 6/Pkt
| Growth supplement kit for BACTEC MGIT 960, 15mL | 6/Pkt
| Kanamycin for biochemical usage | 50g
| Cetyltrimethylammonium bromide: Assay purity- >99.0%(AT), powder/crystal form, Average mol wt 62,000, solubility in water-36.4 g/L at 20℃ | 50g
| Pipette controller: Intuitive and convenient speed adjustment; Lightweight, well-balanced and ergonomic design; Use with pipettes from 0.1-100mL; Vibrant backlit LEDs to provide optical feedback of the remaining battery life; Lithium polymer rechargeable battery for extended cordless run time (approx. 2,000 times with a 25mL pipette), Charge in less than 3 hours; Can be used while recharging; Smooth setting of pump speed; Autoclavable pipette adapter for sterile applications; Quick release of aspirating cone for easy exchange of membrane filters; Accessories: Power supply device, Wall mounting device, 2 filters (0.45 micron membrane) | Set
| Fluoroquinolonic acid | Bottle
| Malachite green hydrochloride, Dye content: 80%+9%, Soluble in water and alcohol | 500g
| Ethionamide | 50g
| Ethambutol | 250g
| Immersion oil, Microscopy: Refractive index (n 23°/D): 1.515, Density (d 20°/4°): 1.303 - 1.315, Viscosity mPa.s: 1500 | 100mL
| Laboratory filtration pump: The lab filtration pump that transfers filtered liquids directly to waste; Ideal for use on the work bench; No need to use additional containers to capture the waste liquid; Quiet design:Optimized to reduce the noise down; Maintenance-free: pump technology and the materials of construction provide reliable vacuum performance and make the pump maintenance-free. The diaphragm is made of highly durable chemically resistant polytetrafluoroethylene | each
| Titration stand with round clamps: Stamped steel base (side hole) with black enamel finish stand and zinc plated steel rods; Round clamps with PVC dipped steel jaws, which open from 15 to 45mm | Set
| Kanamycin for MGIT 960 lyophilized drug, 830µg | 6/Pkt
| Mycobacterial detection system, Automated: Non-radiometric; Fully automated system; Annual capacity of 8,300 tubes; Instrument, Starter kit, and AST starter kit | Set
| Culture tube with screw cap: Tube dia. 16mm, length 125mm, wall strength 1mm, thread outside; inner dia.:13mm (minimum); Borosilicate glass with ISO winding | Piece
| ICP-OES: Detector Type-High performance solid-state CID86 chip; Wavelength Range- 166 to 847nm; Auxiliary Gas- Mass flow control, 0-2 L/min; Data Acquisition Modes-Precision mode, Speed mode; Depth (Metric)- 750mm; Features- Intelligent introduction and rinse, Speed data acquisition mode, Get ready: automatic performance checks; Full-frame Capability- Yes; Height (Metric)- 590mm; Nebulizer Gas- Mass flow control, 0-2 L/min; Peristaltic Pump- 4-channel, mini peristaltic pump, Speed: 0 to 125rpm; Plasma Gas- Mass flow control, 0-2 L/min; Plasma Viewing-DUO or Radial; RF Source-27.12MHz solid state, 750 to 1500w output power (DUO restricted to 1350w); Spectral Bandpass- 7pm at 200nm; Spectrometer-Simultaneous echelle type, 52.91 grooves/mm ruled grating, 383mm effective focal length, 9.5° UV fused silica cross dispersion prism; Standard Sampling Kit- Concentric glass nebulizer, Glass cyclonic spray chamber, Semi-demountable EMT torch, 1.5mm bore quartz center tube (Radial), 2mm bore quartz center tube (DUO); Width (Metric)-840mm; Function- Detection of trace elements in water | each
| Discard funnel, SS, dia. of ramp 22mm, top dia. 150mm, total height approx. 170mm | Piece
NTRL-Reagent
| Inspissator: For coagulation of egg based culture media; Inspissator TBT 100-IN control unit; Tank, Quilt and blanket; Range ambient +5-90°C; With standard constant level device fitted; Hold up to 150-160 test tubes (16 x 150mm) or 160-165 universal containers or glass bottles; Racks; Water level sensor; Constant level device and fitted with a visible alarm; Power supply: AC 220-240V, 50Hz; Power cord with 3 round pin top | Set
| GenoLyse® (Cat:51610) | 98 test per kit
| Hank's balanced salt solution: sterile filtered, suitable for cell culture | 500ml
| Pipette controller: Intuitive and convenient speed adjustment; Lightweight, well-balanced and ergonomic design; Use with pipettes from 0.1-100mL; Vibrant backlit LEDs to provide optical feedback of the remaining battery life; Lithium polymer rechargeable battery for extended cordless run time (approx. 2,000 times with a 25mL pipette), Charge in less than 3 hours; Can be used while recharging; Smooth setting of pump speed; Autoclavable pipette adapter for sterile applications; Quick release of aspirating cone for easy exchange of membrane filters; Power supply 220-240V, 50Hz; Power cord with 3 round pin top; Accessories: Power supply device, Wall mounting device, 2 filters (0.45µ membrane) | Set
| Tube, Thin-walled, Polypropylene 500µL for use with the Flurometer | 500/pkt
| Microscope, Fluorescent, Transmitted light: LBD (sunlight spectrum filter), ND25 and ND6 (grey filters); Reflected light: Bright field, Dark field; Maximum sample height: 25mm; Maximum sample dimensions: 15 x 15cm; Camera: Colour charge coupled device; Max. resolution: 5 megapixels; Pixel size: 3.4 x 3.4µm; Video capture (4.5-24.5 fps at resolutions of 2576 x 1932 - 424 x 318); Exposure time: 100s - 160s; Software: Image processing and filters: Contrast, brightness, hue, edge detection, smoothing and sharpening; Measuring: Distances, angles, areas; Arithmetic and logical operations with image; Phase analysis; Export of acquired data into Microsoft Office; Time lapse; Video capture; Magnifications: 40X,100X, 200X, 400X, 1000X; Power supply: AC 220-240V, 50Hz; Power cord with 3 round pin top; Appropriate voltage stabilizer | Set
| Microwave sample digestion system | each
| Spectrophotometer, Micro-volume: Sample size 0.5 - 2.0µL; Pipet sample directly onto the pedestal; Fast measurement time < 5 sec; Full spectral output: 190 - 840nm; Preconfigured methods for A260, A280, labelled DNA or Proteins; User friendly software that includes custom methods and data export capabilities; Detection range: 2-15,000ng/µL (dsDNA), 0.10 - 400mg/mL (BSA); System requirements: Microsoft Windows 10 Pro (64-bit);Wavelength Accuracy: ±1nm; Certifications: CE, FDA, ISO, IEC or equivalent standards; Operational environmental conditions: Temperature 5-40°C; Relative humidity: 4 to <90%; Altitude 200-3000m; Atmospheric pressure 500-800mmHg; Power supply: AC 220-240V, 50Hz; Power cord with 3 round pin top; Appropriate voltage stabilizer | Set
| Nucleic acid amplifier system, Cartridge based (Automatic), 16 module :With desktop computer & 10 color detection system; Reaction site thermal controls: Solid state heater and forced-air cooling at each site; Reaction chamber with temperature accuracy ± 1.0°C; temperature sensors must be calibrated as per National Institute of Standards and Technology (NIST)-traceable standards ; Upto 16 independently-controlled reaction sites ;Heating ramp rates (max.): 10°C/sec from 50°C to 95°C; Cooling ramp rates (max.): 2.5°C/sec from 95°C to 50°C; Temperature duration accuracy: ± 1.0 sec from programmed time; Melt curve programmable ramp rates: 0.01°C/sec to 1.0°C/sec; Power Supply : 230V ± 6% , 50 Hz ± 1 % ; Power cord with 3 round pin top; 2 KVA online UPS with output voltage 230V ± 6% , 50 Hz ± 1 %, Minimum 2 Hours back up | Set
| Micropipette: adjustable, 200-1000 µl, single channel | 1
| Fluorescence reader, Manual | Set
| Volume Bottletop Dispensers: Capacity: 2.5-25mL; Subdivision:0.1mL; Accuracy: <= +/-0.5% ; Precision: <= 0.1%; Easy to dismantle for cleaning, with replaceable filling valves; Autoclavable at 121°C; Digital display: Especially easy to read and dispensing volume can be set accurately and reproducibly (mechanical counter); Easy Calibration: Innovative technique for adjustment in seconds without tools; Suppplied with reagent bottle | each
| Conductivity Meter: Conductivity measurement without effort, meter should be robust and waterproof for portable conductiviy measurement. A safe operation should be ensured by automated functions which reduces the number of keys on the keypad. Furthermore, this meter should be operable with gloves by providing silicone keypad with noticable key clicks. Conductivity Range: 0.0 to1000 mS/cm ±0.5 % of measured value; Temperature -5.0 °C to +105.0 °C ±0.1 °C; Accessories: Rubber casing for damageproof | each
| Hybridization system, Automated: Closed system;1-48 GenoType test strips; Colour coded Reagent container; Capacity: 2 up to 48 samples; Dispense volume: 1.0-4 mL; Dispensing Channel : atleast 6; Automated recirculation of the remaining fluid; Certifications: CE, FDA, relevant ISO; Operational Environmental conditions: Temperature (+5 to +40) deg celcius ,Relative Humidity ( 4 to < 90)%, Altitude ( 200 to 3000 ) mtrs, Atmospheric Pressure (500 to 800) mmHg ; Power supply: Power Supply : 230V ± 6% , 50 Hz ± 1 % ; Power cord with 3 round pin top; Single phase 5 KVA Online UPS with minimum 3 hrs; Output voltage: 230 +/- 6% , 50 Hz; noise:<50dBA | set
| Egg yolk agar, Phenol red | 500g
| Pipette controller: Intuitive and convenient speed adjustment; Lightweight, well-balanced and ergonomic design; Use with pipettes from 0.1-100mL; Vibrant backlit LEDs to provide optical feedback of the remaining battery life; Lithium polymer rechargeable battery for extended cordless run time (approx. 2,000 times with a 25mL pipette), Charge in less than 3 hours; Can be used while recharging; Smooth setting of pump speed; Autoclavable pipette adapter for sterile applications; Quick release of aspirating cone for easy exchange of membrane filters; Power Supply : 230V ± 6% , 50 Hz ± 1 % ; Power cord with 3 round pin top;Accessories: Wall mounting device, 2 filters (0.45µ membrane) | set
| Tri-Sodium citrate dihydrate (C6H5Na3O7.2H2O) >99% | 500g/Pkt
| Moxifloxacin for MGIT 960 lyophilized drug 498µg | 6/Pkt
| Slides, Frosted 75 x 25mm | 50/Pkt
| Microscope, LED: High grade optics; Reflected blue light for fluorescent applications; Battery power on AC failure; Easy switching between fluorescent and brightfield viewing; Utility outside a darkroom; >10,000 hour bulb life; LED and filter sets that would allow use of Auramine O and acridine orange for TB and parasitologic examinations; Observation tube: Binocular, 30 deg inclination (viewing angle) and 360 deg rotation; Stage: Rectangular, built in mechanical stage with vernier scale (min. 14 x 135mm); Low mounted coaxial controls; Slide friendly stage finger assembly | Set
| Centrifuge, Refrigerated, Benchtop: Swing out rotor with 4 buckets with biocontainment lid; 4 adapters of size: atleast 6 slots x 50mL tubes each; CFC free refrigerant; Digital display and microprocessor control panel; Max. RPM/RCF: approx. 4500 rpm / 4200g; Temperature control: -20°C to 40°C; Stand by cooling ; Operation: Continuous, Timed or Program mode; Touch pad controls with digital display of speed and time; Auto lid release with sounder when rotor stops; Imbalance switch-off; Certifications: CE, FDA, ISO, IEC or equivalent standards; Operational Environmental conditions: Temperature (+5 to +40) deg celcius ,Relative Humidity ( 4 to < 90)%, Altitude ( 200 to 3000 ) mtrs, Atmospheric Pressure (500 to 800) mmHg ; Power Supply : 230V ± 6% , 50 Hz ± 1 % ; Power cord with 3 round pin top; Appropriate voltage stabilizer | set
| Microscope, Inverted-stage light: Objectives: PL4X, PLPH10X, PL25X, PL40X, PL100X; Illumination: 6V, 20W; Condenser: N.A 0.4 slider phase; Condenser with 10X; Phase annolli; Iris diaphragm; Accessories: PC with software | Set
| Block heater, Digital: Microprocessor controlled; Min. 24 conical holes for 1.5mL reaction vials with cover plate and a transport rod; Temperature range, 5-150°C; Resolution, 0.1°C; Homogeneity ±0.2°C; Accuracy ±0.3°C; Power supply: AC 220-240V, 50Hz; Power cord with 3 round pin top | Set
| Hybridization system, Automated: 1-48 GenoType test strips; Reagents: 6; Capacity: 2 up to 48 samples; Dispense volume: 1.0-4. mL; Automated recirculation of the remaining fluid; Certifications: CE, FDA, ISO, IEC or equivalent standards; Operational environmental conditions: Temperature 5-40oC; Relative humidity: 4 to <90%; Altitude 200-3000m; Atmospheric pressure 500-800mmHg; Power supply: AC 220-230V, 50-60Hz; Power cord with 3 round pin top; Appropriate voltage stabilizer | Set
| Dihydro-streptomycin | 25g
| GT-Blot 48 tray for 96 strips (black) | Piece
| Ion 520/530 kit -OT2 | each
| BBL® MGIT Mycobacteria Growth Indicator Tube 7 ml, bar-coded (for BACTEC MGIT 960) Catlog# 245122 | 100 tubes/ carton
| Ion 530 chip kit | each
| Screw neck tube with round bottom 14mL, Fitted with phenolic cap with inert PTFE liners and rubber disc, Cap resistant to repeated dry heat and steam sterilization 16 x 125mm | Piece
| GeneXpert 16 module | set
| 1.5 ml screw cab tubes, sterile, Dnase and Rnase free, flat bottom | 500 tubes/ pack
| Infrared inoculating loop sterilizer:Internal chamber made of ceramic with stainless steel exterior ;Max. temperature:approx. 900°C ± 50°C; Standby temperature: 500°C; Depth: 150 mm; Total heating area: approx.130 mm; Power Supply : 230V ± 6% , 50 Hz ± 1 % ; Power cord with 3 round pin top | set
| GenoType MTBDR plus Version 2.0 (Cat:30496A) | 97 test per kit
| Middlebrook broth base 7H9 for use with Tween 80 or Glycerol and Middlebrook ADC enrichment | 500g
| Ion xpress barcodes 1-16 | each
| Cetylpyridinium chloride, Monohydrate for preservation of sputum samples | 250g
| Ion xpress library kit | each
| Tray, Aluminum for McCartney bottles: Array: 10 x 10 with internal dia. of 3.5cm for each hole, tube size: 25mm, tube cap: 30mL | Piece
| Salicylic acid | Bottle
| Infrared inoculating loop sterilizer: Centre district max. temperature: 825°C ± 50°C; Standby temperature: 500°C; Max. disinfection items: 35mm; Total heating area: 100mm; Power supply: 220-240V, 50Hz; Power cord with 3 round pin top | Set
| Slide, Non-frosted 75 x 25mm | 50/Pkt
| pH Electrode (LE438-IP67) to be used with Mettler toledo FiveGo F2 portable | Piece
| Amikacin, Free base | 5g
| dsDNA Quantitation kit, High sensitivity, Emission 527, Excitation 510, Quantitation range 0.2 to 100ng, Detection method Fluorescent | 100/pkt
| Basic fuchsin | 25g
| Streptavidin C1 beads contain 10mg/mL of magnetic beads (~7–10 × 109 beads/mL) in phosphate buffered saline (PBS), pH 7.4 with 0.01% Tween 20, and 0.09% sodium azide as a preservative | 2ml
| Sleeves, Elastic end, Disposible: Length: 18inch made of plastic used for versitle waterproof arm protection; Size: Universal; Color: Clear blue with elastic closures on both ends | Piece
| Block heater, Digital: Microprocessor controlled; Interchangle blocks : i) Min. 24 X 1.5 ml and Min.24 X 2ml, for holding conical microcentrifuge tube; cover plate/ lid; Temperature range: 25°C to 130°C with accuracy:≤ ±0.5°C; uniform heat circulation; Power Supply : 230V ± 6% , 50 Hz ± 1 % ; Power cord with 3 round pin top | set
| Sample pass box (double end doors): Double-wall construction with automatic interlock mechanism to isolate the classified chambers; UV lights and fluroscent/ white examination light; Pass box consiting of laminar air passed through HEPA filter (inlet) at approx. 0.45 m/s ; differential pressure gauge; perforated bottom for air circulation exhausted through HEPA filter (outlet); Flush-mounting design to minimizes horizontal surfaces in the cleanroom where contaminants can collect; Dimensions (chamber WidthxDepthxHeight): Approx.685mm x 610mm x 700mm ; Smart Control Module; Lift-off doors/Removable, autoclavable doors; polyurethane gasket seal, knife edge seal; Easy to install; Rounded and coved corners for strict cleaning and sterilization protocols; Materials: 316L stainless steel chamber and latches eliminate surface contaminants and irregularities;Stainless steel reinforced door frames with heat resistant tempered glass windows (10mm thickness); One-Piece Gasket; Power Supply : 230V ± 6% , 50 Hz ± 1 % ; Power cord with 3 round pin top | set
| Steam sterilizer, Horizontal, Approx.600L, Automatic: Free standing with double doors for pass-through application; Ergonomic loading height; Construction of steam generator, supply lines, valves made up of High grade SS 304 and higher; can be operated from both sides; Triple walled with reinforced internal circular chamber; Internal joint: Argon arc welded; Automatic water feed; Automatic water level control before, during and after the sterilization cycle; Low water level cut-out device; Heat, pressure resistant and durable gasket to seal the lid; Safety switches: improper door lock & incomplete chamber depressurisation; Max. operating pressure at least up to 2.25 bar; Temperature range 121-135°C; Timer controlled sterilization of load (1-60 minutes); Pressure and timer gauge as back up control read out; Microcomputer control system; Digital display of temperature, steam pressure and sterilization time; Additional mode: High vacuum process including low temperature cycle for heat sensitive goods; Exhaust air filter with easy access for replacement; Safety valves, overpressure relief valve; Over-temperature/pressure limiter; Lid interlock; water inlet valve and drainage valve; Alarm, visual and audible for any dysfunctions; Vacuum, pressure leak test, heating programs ; Even with a total control failure, all mechanical safety features must be left intact; Auto door locking mechanism; Certifications: CE, FDA, ISO, IEC or equivalent standards; Operational environmental conditions: Temperature 5-40°C; Relative humidity: 4 to <90%; Altitude 200-3000m; Atmospheric pressure 500-800mmHg;Power Supply : 400V ± 6% , 50 Hz ± 1 % ; Power cord with 3 round pin top and 2 KVA online UPS. Accessories: Steel stand, SS; Three nos. of SS 316 wire trays, at least two nos. should fit in the autoclave at the same time | set
| Water testing incubator: 44°C incubator for analysis of faecal coliforms (can be calibrated to 37°C for total coliform analysis); Rechargeable battery (chargeable within one day); Internal battery capable of 5 incubation cycles before requiring recharging; 16-test capacity; Membrane filtration unit using 0.45µm pore size membrane filters;Portable Battery Pack; Rucsac (60L), includes 3 padded cells for consumables; Dimensions = 35x15x30cm or equivalent; Complete kit weight = 10kg; · Filtration Apparatus; Spare filtration disc and o-rings, Vacuum Pump, Sample cup with cable; 3 sets of 16 re-useable aluminium petri-dishes with strap; Battery charger (110 to 240 volts) | Set
| Microscope,LED, Trinocular with Photography and imaging system: High grade optics; Reflected blue light for fluorescent applications; Battery powered on AC failure; Easy switching between fluorescent and brightfield viewing; Utility outside a darkroom; >10,000 hour bulb life; LED and filter sets that would allow use of Auramine O and acridine orange for TB and parasitologic examinations; Observation tube: binocular tube with intergrated 8 Megapixel 4K camera (HDMI/Wifi/USB); Inbuilt image analysis softare with LED/LCD Screen Display; 30 deg inclination (viewing angle) and 360 deg rotation; Stage: Rectangular, built in mechanical stage with vernier scale (min. 14 x 135mm); Low mounted coaxial controls; Slide friendly stage finger assembly; Objective lens: Anti-mold, Plan Achromat 4x/0.10, 10x/0.25, 40x/0.65 and 100x oil/1.25; Right-hand stage control; Condenser type: Abbe condenser; Certifications, CE, FDA, ISO, IEC or equivalent standards; Operational environmental conditions: Temperature 5-40°C Relative humidity: 4 to <90%; Altitude 200-3000m; Atmospheric pressure 500-800mmHg; Power Supply : 230V ± 6% , 50 Hz ± 1 % ; Power cord with 3 round pin top; 2 KVA online UPS | set
| X-ray film (Hyperfilm ECL) 18 x 24cm: Antistatic coating, Constructed from a clear base coated on both sides with a photographic emulsion that is protected by an anti-scratch layer; Suitable for use with all blue and green light chemiluminescent systems | 50/Pkt
| Equipment (TB) | Section header
| Slide warmer: Black anodised working plate; Temp up to 100°C; Regulation in 1°C steps; Digital display; Overheating protection; Capacity : 50 slides; Power Supply : 230V ± 6% , 50 Hz ± 1 % ; Power cord with 3 round pin top | set
| Inspissator (closed closed chamber) : For coagulation of egg based culture media; Inner door with tempered glass, stainless steel interior and epoxy powder coated exterior or made up rust-free material; Microprocessor PID auto-tuning controller with disgital display; adjustable temperature range : +5 °C to 95°C; uniform temperature circulation with temperature accuracy : ± 0.5 °C; Water level sensor; visible and audible alarm indicators; over heat temperature cut-off; Five angle-adjustable shelves are installed; capacity: approx. 160 Ltrs.; sturdy stand to hold the inspissator with castor wheel and brake; Power Supply : 230V ± 6% , 50 Hz ± 1 % ; Power cord with 3 round pin top | set
| Microscope, LED, Binocular: High grade optics; Reflected blue light for fluorescent applications; Battery powered on AC failure; Easy switching between fluorescent and brightfield viewing; Utility outside a darkroom; >10,000 hour bulb life; LED and filter sets that would allow use of Auramine O and acridine orange for TB and parasitologic examinations; Observation tube: Binocular, 30 deg inclination (viewing angle) and 360 deg rotation; Stage: Rectangular, built in mechanical stage with vernier scale (min. 14 x 135mm); Low mounted coaxial controls; Slide friendly stage finger assembly; Objective lens: Anti-mold, Plan Achromat 4x/0.10, 10x/0.25, 40x/0.65 and 100x oil/1.25; Right-hand stage control; Condenser type: Abbe condenser; Certifications, CE, FDA, ISO, IEC or equivalent standards; Operational environmental conditions: Temperature 5-40°C Relative humidity: 4 to <90%; Altitude 200-3000m; Atmospheric pressure 500-800mmHg; Power Supply : 230V ± 6% , 50 Hz ± 1 % ; Power cord with 3 round pin top; 2 KVA online UPS | set
| Double distillation plant: Capacity: 4 l / h.  Conductivity: - Single distillate: approx. 2.2 µs / cm at 25 °C. - Double distillate: approx. 1.6 µs / cm at 25 °C  Cooling water required approx.: 120 l / h.  Minimum water pressure : 3 bar to max. 7 bar.  Exterior dimensions (W x D x H): 550 x 280 x 570 mm.  Electrical connection: 400 V / 50...60 Hz, 3.5 kW, 3 Ph/N/PE three-phase AC.  Net weight approx.: 23.0 kgs; Applications:  used in research and development e. g. for preparing bacteriological and medical samples, for cell and tissue cultures as well as for the production of reagents and unguents.  Moreover, distillate is used for cleaning and sterilisation processes, for buffered solutions as well as microbiological and analytical applications and HPLC, too. Features:  Water Still (fully automatic) for double distillation, suitable for both bench and wall mounting.  Electronic level control during the whole distilling process.  Electronic impurity detector switch the unit off in case of high degree impurities of the water in the evaporator 1st stage, the red pilot lamp Clean should glow.  Double-action low water cut-off through float switch and thermostatic safety switch.  Economical energy consumption by distillation of the heated cooling water.  Water saving through automatic water cut-off. Unnecessary water consumption should be avoided.  Condenser (cooler): 1st stage made of stainless steel; 2nd stage including the baffle made of borosilicate glass.  Evaporator easily accessible for cleaning purposes .  Distillate withdrawal: valve made of borosilicate glass with PTFE plunger for single distillate, outlet with dust shield made of borosilicate glass for double distillate.  CO2 degassing through outlet in the condenser.  Heating element and evaporator made of stainless steel.  Double-walled housing. Outer housing made of electrolytically galvanised sheet steel, electrostatically powder-coated with epoxy resin.  Water supply through a built-in solenoid valve with connection for pressure hose 1/2 inch (inner ø approx. 12.7 mm).  Cooling water outlet with hose connection 3/4 inch (ø approx. 19.0 mm).  Hoses for water in- and outlet available as accessory. | each
| Magnetic stirrer: Should have heating and ceramic heating plate that offers excellent chemical resistance; Fixed safety circuit of 550 °C; Hot Top indicator warning to prevent burns; Exact temperature setting via digital display (LED), should include magnetic bar sets. Stirring quantity maximum per stirring position (H2O): 10 L; Speed control scale: 0 - 6; Speed range: 100 - 1500 rpm; Stirring bar length maimum: 80 mm; Heating temperature range: 50 - 500 °C; Set-up plate dimensions: 180 x 180 mm; Dimensions (W x H x D) 220 x 105 x 330 mm; Voltage: 230 / 120 / 100 V; Frequency: 50/60 Hz; Accessories: Magnetic serring bar set(Chemical resistant and autoclavable) | each
| Tri-Magnesium di-citrate, nonhydrate (Mg3(C6H5O7)2.9H2O) = 95% | 500g
| Turbidity Meter: Circuit:-Custom one-chip of microprocessor LSI circuit, Display:-LCD; Range:-0.00 to 50.00 NTU, 50 to 1,000 NTU(Nephelometric Turbidity Unit); Auto range; Resolution:-0.01 NTU/ 1 NTU; Accuracy:- ± 0.5 NTU; Light source:-LED, 850 nm; Sample volume needed:-10 mL; Calibration points:-0 NTU, 10NTU, 100 NTU; Power Supply:-DC 1.5 V battery ( UM4, AAA ) or equivalent; Weight:-300-400 g with battery; Dimension:-150 x 70 x 60 mm or equivalent; Accessories included:-1. Testing bottle with 0 NTU standard solution-1pc; 2. Testing bottle with 100 NTU standard solution-1pc. 3. Empty testing bottle-2pcs; 4. Clean cloth-1pc; 5. Clean solution-1bottle; 6. Hard carrying case-1pc | Set
| Universal container (McCartney bottle) 28mL, 27 x 85mm, Wide neck, White polypropylene cap; Autoclavable and should not become opaque on autoclaving | 320/Pkt
| PCR Cabinet: Microprocessor controller; Class 100 (ISO 5) vertical laminar flow air;Dimensions (internal) : Approx. 900x500 x500 mm (LxWxH) ;Polycarbonate and polypropylene design; Full access folding sash; Unibody plastic design; Digital UV light timer 0 - 59 min.; Variable speed blower control; 254nm UV light with user set digital timer; Constant HEPA filter monitoring; Constant monitoring and alerts effectiveness of the shortwave UV bulb life; sturdy stand to hold the pcr cabinet with caster wheels and brakes; Certifications: CE, FDA, ISO, IEC or equivalent standards; Operational environmental conditions: Temperature 5-40oC; Relative humidity: 4 to <90%; Altitude 200-3000m; Atmospheric pressure 500-800mmHg; Power Supply : 230V ± 6% , 50 Hz ± 1 % ; Power cord with 3 round pin top; 2KVA voltage stabilizer | set
| Volume Bottletop Dispensers: Capacity: 0.5-5mL; Subdivision:0.02mL; Accuracy: <= +/-0.5%; Precision: <= 0.1%; Easy to dismantle for cleaning, with replaceable filling valves; Autoclavable at 121°C; Digital display: Especially easy to read and dispensing volume can be set accurately and reproducibly (mechanical counter); Easy Calibration: Innovative technique for adjustment in seconds without tools; Suppplied with reagent bottle (amber) | each
| Hybridization System, Manual : Dual function : Incubation and shaking; For manual Hybridization of 12 samples; High-quality Peltier elements; High level of temperature accuracy; Number of programs 9, with up to 20 steps; Temperature: 4°C to 105°C in steps of 1°C; Heating rate 0.3°C/s; Cooling rate 0.2°C/s; speed: 1 to 200 RPM;Power Supply : 230V ± 6% , 50 Hz ± 1 % ; Power cord with 3 round pin top; 2KVA voltage stabilizer | set
| Microscope, Fluorescent with trinocular/integrated HDIP camera: Light source: Halogen lamp/LED illumination; Objective 10x, 20x, 40x and 100x oil; Interpupillary distance adjustable from 48-75mm; Tube angle 30°; Viewing height 380-415mm; Viewing port tube factor 1x; Sensor size 1/2.5inch, 5.7 x 4.28mm, Pixel size 2.2 x 2.2µm, no of pixels (H x V); Full field: 2560 x 1920 pixels active 5 mega pixels | Set
| Spectrophotometer, Micro-volume: Sample size 0.5 - 2.0µL; Pipette sample directly onto the pedestal; Measurement time: < 5 sec; Full spectral output: 190 - 840nm; Preconfigured methods for A260, A280, labelled DNA or Proteins; User friendly software that includes custom methods and data export capabilities; Detection range: 2-15,000ng/µL (dsDNA), 0.10 - 400mg/mL (BSA); System requirements: Microsoft Windows 10 Pro (64-bit);Wavelength Accuracy: ±1nm; Certifications: CE, FDA, ISO, IEC or equivalent standards; Operational environmental conditions: Temperature 5-40oC; Relative humidity: 4 to <90%; Altitude 200-3000m; Atmospheric pressure 500-800mmHg; Power Supply : 230V ± 6% , 50 Hz ± 1 % ; Power cord with 3 round pin top; 2KVA voltage stabilizer | set
| BACTEC MGIT Growth Supplement Kit, 6 vials, 15 ml each. [Each Growth Supplement/ PANTA vial sufficient for 15-18 MGIT tubes (for BACTEC MGIT 960).] catlog #245124 | 6 vials per Kit
| Manifold filter: Manifold filter 6-place with rubber stopper; Overview: Vacuum manifolds support simultaneous filtration of six test samples. Manifold should include 6 numbers of stainless steel filter hoder (47mm, 100ml) and anodized aluminum clamp. Application: General microbiological analysis, Water Monitoring; Materials:Stainless Steel. Autoclavable | each
| Boxes for storing slides: For storing 100 Slides, Plastic storage boxes, approximate dimensions: 8.75 (22.2 cm) x 6.75 (17.15 cm) x 1.3 inch(3.3 cm). | 1
| GenoType MTBDRplusVER 2.0 manual: (Identification of first line drug as Rifampicin and Isoniazid) composed of: | 97 test per kit
| Bunsen burner (Footswitch): Safety gas burner, with foot switch, IR sensor, with rest heat display and splash guard. can be operated with touch free IR-Sensor, button function or foot pedal. With the DualKnob for adjusting gas and air flow, the flame can be precisely regulated. can be operated with stationary natural gas and propane / butane gas supplies, cartridge gas or gas cylinders. Safety Gas Tubing: safety gas tube 750mm long, with clamps. Inner diameter 9mm | each
| Micropipette: adjustable, 1-10µl, single channel | 1
| Electronic weighing balance calibration weights set; Product Type: Analytical weight set; Material: Stainless Steel, improved coatings, stronger substrates; Weight (Metric): 1mg to 500g; weights should include: 1mg, 2mg, 5mg, 10mg, 20mg, 50mg, 100mg, 200mg, 300mg and 500mg, Plastic boxShould be low magnetic permeability and high corrosion resistance for reliable stable values. | each
| Acid Digestion Fume Hood with base cabinet: should be designed to perform digestion applications; should built with unplasticised polyvinylchloride (u-PVC) internal surfaces (including the work surface) and a polycarbonate sash window. UL classified; Full uPVC or PP interior; Excellent protection against acids; Excellent aesthetics; 5 degree sloped front; Superior containment at 0.3m/s; High energy savings; Superstructure: Tri-wall construction for maximum robustness; U-PVC internal chamber constructed of unplasticised polyvinylchloride; Chain and Sprocket Sash support system; Hood lighting should be pre-wired. Electronically ballasted lighting, energy efficient, instant start. Typical light intensity on work surface should be >1076 lux in zero ambient conditions; U-PVC exhaust collar ensures superior chemical resistance. Safety Features: Shaping vanes increase airflow sweep at the critical area at the sidewall to improve containment, especially when laboratory personnel walk fast in front of the hood; Sash made from polycarbonate to prevent hydrofluoric acid fume etching; Sash stop limits sash movement beyond 457mm (18.0 inch), 'encouraging' user to work at safe positions; When sash is raised above 457mm (18.0 inch), it should automatically and gently fall back to the safe level unless held in place. Allowing the sash to be raised temporarily to the full open position for set up of equipment and apparatus in hood, while enforcing regular operation of the hood with lowered sash; Aerodynamic foil entry provides maximum airflow to sweep the critical boundary layer near the work surface level to reduce turbulence and eliminate backflow; Serviceability: U-PVC internal work zone allowing for easy cleaning of all surfaces; Removable baffle system allowing for thorough cleaning inside the hood; Chain and sprocket system should require minimal service; Internal access panels on side walls should facilitate access to plumbing connections for service especially when hoods are installed next to each other; Removable front panel facilitates easy access to lighting and other electrical components mounted above the hood chamber. Local ducting and exust fan should be included. | each
| Water sample carrier bag: Cooler bag fitted with highly efficient insulating material to ensure both dry and cool in the warmest weather; The bag must have shoulder strap and hand strap for easy carrying. Material: 100% polyster, water proof and strong zips. Coloour: Dark shade colour. Size: 30cm x 20cm x 20cm (Length x Weigth x Height). | each
| N95 mask, Foldable, FFP2 protection level, STD: EN 149:2001FFP2, CE Marked, Assigned protection factor: 10xWEL | 10/Pkt
| Portable pH/ORP Meter: Designed for water applications, the meter should be advanced meter that takes the guesswork out of measurements. The meters should connect with smart probes that automatically recognize the testing parameter, calibration history, and method settings to minimize errors and setup time. Portable meter should measure critical water quality parameters without the need to carry multiple instruments, Battery Requirements: 4, AA; Calibration Intervals/Alerts/Reminder: 2 hours to 7 days; Data Memory: 500 results; Languages:English; pH Accuracy: 0.002 pH; pH Measurement: 0 to 14 pH; pH Resolution:Selectable between 0.001 and 0.1; pH Probe Type:Standard; Temperature compensation: Automatic; Warranty: 3 years; Water Resistance:Meter Casing: 1 meter submersion for 30 minutes (IP67); Accesories: Initial buffer should be provided (pH 4.01, 7.01 and 10.01); should include meter carrying box. | each
National Tuberculosis Reference Laboratory (Consumables) | Gentamicin disc | 50discs/strip(bottle)
| Ciprofloxacin disc | 50discs/strip(bottle)
| Conical Erlenmeyer Flask , 250 ml; made from high-quality GG17 borosilicate glass, Low coefficient of thermal expansion; Height: 13.5 cm. Diameter: 8.5 cm at base; Neck inside diameter approximately 30 mm; Marked to fill 50-250 ml in approximate 50 ml increments | each
| Glass beaker, 100mL; made from high-quality GG17 borosilicate glass; Low coefficient of thermal expansion; Height: 7 cm, Diameter: 5 cm; Marked to fill 20-80 ml in 10 ml increments; Marking are accurate to +/-10% | each
| Durhams tube: Length: 25mm-27mm; Diameter: 6mm-7mm; Wall thickness 0.5mm-0.7mm. With round bottom and straight edge. For detecting of gas production in micro-organisms. Transparent | 100/packet
| Shigella flexneri Poly antiserum B | 2ml/bottle
| Amikacin | 50discs/strip(bottle)
| Salmonella agglutinating Antiserum (Group D) | 2ml/bottle
| PCR tubes 0.2 ml; Dnase and Rnase free, sterile | 500/ case
| Shigella boydii Poly antiserum C-2 | 2ml/bottle
| Shigella boydii Poly antiserum C-3 | 2ml/bottle
| Shigella Polyvalent antiserum D | 2ml/bottle
| PVDF pre-syringe filter-Pore size-0.20micron,Diameter -25mm | 100/pkt
| Nalgene sample bottle (125mL); Wide-Mouth HDPE Sterile Sample Bottle with Closure | each
| Hand Sanitizer | 500mL/bottle
| Regenerated cellulose pre-syringe filter-Pore size-0.50micron,Diameter -25mm | 100/pack
| Shigella boydii Poly antiserum C-1 | 2ml/bottle
| Aerobic Blood culture liquid vials compatible with BD BACTEC 9050 | 50/box
| Container, fecal 2-5mL, attached screw cap with spoon, conical bottom, self standing, attached ID label | 500/case
| Campylobacter Blood Free Selective Agar Base(modified) | 500g/bottle
| PVDF pre-syringe filter-Pore size-0.50micron,Diameter -25mm | 100/pkt
| Cover glass: 22*22mm, 0.16-0.19mm thick | 100/box
| Sterile Polyester tipped applicators (swab sticks) | 100/box
| Microscopic slides: 25.4*76.2 mm, 1-1.2mm thick | 72/box
| Paediatric Blood culture liquid vials compatible with BD BACTEC 9050 | 50/box
| Salmonella agglutinating Antiserum (Group B) | 2ml/bottle
| Serological pipette-5 ml, graduation 0.1 ml. packaging single packed,sterile (Dnase/Rnase-free Human DNA-free, Non-Pyrogenic Polystyrene Non-cytotoxic, High accuracy- +/- 2%) | 200 pcs/box
| Salmonella-H antigens (Phase 1)- i , H | 2ml/bottle
| Serological pipette-10 ml, graduation 0.1 ml. packaging single packed,sterile (Dnase/Rnase-free Human DNA-free, Non-Pyrogenic Polystyrene Non-cytotoxic, High accuracy- +/- 2%) | 200 pcs/box
| Erythromycin disc | 50discs/strip(bottle)
| Sabouraud Dextrose Agar | 500g/bottle
| Caftazidime | 50discs/strip(bottle)
| Chloramphenicol disc | 50discs/strip(bottle)
| Shigella dysenteriae Poly antiserum A | 2ml/bottle
| Cefoxitin disc | 50discs/strip(bottle)
| Cotrimoxazole(Sulfamethoxazole-trimethoprim) disc | 50discs/strip(bottle)
| Micro-slides; Frosted end, Size: 75 mm x 25 mm wide | 50 slides per pack
| Salmonella agglutinating Antiserum (Group E) | 2ml/bottle
| Salmonella-H antigens (Phase 1)- c, H | 2ml/bottle
| Horse serum free from brucells antibodies | 100ml/bottle
| Polypropylene pre-syringe filter-Pore size-0.20micron,Diameter -25mm | 100/pkt
| Polypropylene pre-syringe filter-Pore size-0.50micron,Diameter -25mm | 100/pkt
| L-Ornithine Monohydrochloride | 100g/bottle
| Absorbent pads to be used with membrane filter (47 mm) | 100/packet
| Seperatory Funnel, 250-mL; Borosilicate Separatory Funnel; Squibb type. | each
| Salmonella-H antigens (Phase 1)- b, H | 2ml/bottle
| Salmonella-H antigens (Phase 1) - a, H | 2ml/bottle
| Shigella boydii Poly antiserum C | 2ml/bottle
| Tobramycin disc | 50discs/strip(bottle)
| Selective Supplement(Cefoperazone sodium salt) for CCDA | 5g/pack
| Campygen gaspacks: fro providing microaerophilic condition | 10/pack
| Salmonella agglutinating Antiserum (Group C) | 2ml/bottle
| Ampicillin disc | 50discs/strip(bottle)
| Nalidixic acid disc | 50discs/strip(bottle)
| Standard Volumeteric 1ml pipette, glass, graduated, bulb pipette. | each
| Bacitracin disc | 50discs/strip(bottle)
| Brucella selective supplement | 10vials/pack
| Optochin disc | 50discs/strip(bottle)
| Regenerated Cellulose pre-syringe filter-Pore size-0.20micron,Diameter -25mm | 100/pack
| Agar powder | 500g/bottle
| Muller Hinton Agar | 500g/bottle
| PTFE pre-syringe filter-Pore size-0.20micron,Diameter -25mm | 100/pkt
| Glass filter pre-syringe filter-Pore size-0.50micron,Diameter -25mm | 100/pkt
| MR-VP | 500g/bottle
| PTFE pre-syringe filter-Pore size-0.50micron,Diameter -25mm | 100/pkt
| Nylon pre-syringe filter -pore size 0.20µm,Diameter -25mm | 100/pkt
| Glass filter pre-syringe filter-Pore size-0.20micron,Diameter -25mm | 100/pkt
| Simmons Citrate Agar | 500g/bottle
| Tryptone | 500g/bottle
| Seperatory Funnel, 500-mL; Borosilicate Separatory Funnel; Squibb type. Length: 10 x 70mm; Approx. Total Length: 400mm | each
| pH indicator papers in reels | 1 unit
| Tetracycline disc | 50discs/strip(bottle)
| Salmonella-H antigens (Phase 1)- d, H | 2ml/bottle
| Amoxycillin | 50discs/strip(bottle)
| Cephalexin disc | 50discs/strip(bottle)
| Ceftriaxone disc | 50discs/strip(bottle)
| Api ®20E with complete reagent kit | 25strips/box
| TCBS Agar | 500g/bottle
| Petri dish, sterile, 47 mm to be used with membrane filter (47 mm); Air tight; Material Polystyrene | 100/packet
| Imipenem | 50discs/strip(bottle)
| Nalgene bottles-125 ml | 72/pck
| Oxacillin disc | 50discs/strip(bottle)
| L-Lysine Monohydrochloride | 100g/bottle
| Urea Agar Base | 500g/bottle
| TSI | 500g/bottle
| lead acetate paper | 20 strips/pkt
| Nylon member filters-poresize 0.45µm,Diameter -25mm | 100/pkt
| Spatula SS,30 *9mm bowl,45*9mm spatula,19.8mm length | 10/pkt
| 50ml conical centrifuge tubes moulded of transparent polycarbonate, graduated, sterile: Cap style-CentriStar Cap (white/blue), Inner pack with foam rack. | 25 tubes/ pack
| Brucella agar | 500g/bottle
| Filter paper: Filter paper No. 1, diameter:- 25 cms for filtering carbol fuchsin using a small funnel of 10cm maximum diameter, Smooth on one side and rough on the other side, water permeable. | 100 per pack
| Pipercillin | 50discs/strip(bottle)
| Penicillin disc | 50discs/strip(bottle)
| Hektoen Enteric Agar | 500g/bottle
| PES pre-syringe filter-Pore size-0.20micron,Diameter -25mm | 100/pkt
| L-Arginine Monohydrochloride | 100g/bottle
| Bench Guard 600mm x 480mm (LxB) | 50/packet
| Cellulose acetate pre-syringe filter-Pore size-0.20micron,Diameter -25mm | 100/pkt
| Macconkey Agar | 500g/bottle
| Spoon (8 flat,6 squareends,2 round ,2 v shaped end) SS | 10/pkt
| Norfloxicin disc | 50discs/strip(bottle)
| Spatula ss 50*9bowl.45*9mm spatula,22mm length | 10/pkt
| Cefotaxime disc | 50discs/strip(bottle)
| Vancomycin disc | 50discs/strip(bottle)
| Cellulose Acetate pre-syringe filter-Pore size-0.50micron,Diameter -25mm | 100/pkt
| PES pre-syringe filter-Pore size-0.50micron,Diameter -25mm | 100/pkt
| Silica gel | 50 g/pkt
| Kliglers Iron Aggar | 500g/bottle
| Blood Agar Base | 500g/bottle
| Bottle, clear borosilicate glass, GLS 80 wide screw thread neck with inside diameter of 65mm with graduation and retrace code with Duran protect plastic coating; Capacity(ml): 500; ISO thread GL: 80. | 10 pc / pack
| Tryptone soya broth | 500g/bottle
| Conical Erlenmeyer Flask , 1000 ml; made from high-quality GG17 borosilicate glass, Low coefficient of thermal expansion; Height: 13.5 cm. Diameter: 8.5 cm at base; Neck inside diameter approximately 30 mm; Marked to fill 50-250 ml in approximate 50 ml increments | each
| Glass beaker, 150mL; made from high-quality GG17 borosilicate glass; Low coefficient of thermal expansion; Height: 8 cm. Diameter: 6 cm; Marked to fill 20-140 ml in 20 ml increments; Marking are accurate to +/-10% | each
| Salmonella-H antigens (Phase 1)- g,m, H | 2ml/bottle
| Sodium citrate powder | 300g/bottle
National Tuberculosis Reference Laboratory (Reagents) | Petrifilm E coli | 50/packet
| Copper sulphate (CuSO45H2O) | 500g/bottle
| Ferrous sulphate (FeSO4) | 500g/bottle
| Fluride SPADNS reagent, For DR 5000 Instrument; Method Name: SPADNS; Number of tests: 125; Platform : Solution;Range: 0.02 to 2.00 mg/L F | 500mL
| NitraVer 5 Nitrate Reagent Powder Pillows, 10 mL, For determination of MR and HR nitrate by the NitraVer 5 cadmium reduction method. Hach methods 8039 and 8171; Range: 0.3 to 30.0 mg/L as nitrate-N. Sample Size: 10 mL; to be used with Hach DR 5000 | 100/packet
| Filter paper ; Glass filters Type 4, retention 2.7 &#956;m, circles size 4.7 cm | 100/packet
| Sulfate Reagent Powder Pillows; Description :SulfaVer 4 Sulfate Reagent Powder Pillow, 25 ml; EPA compliant instrument:DR 5000; Method:8051; Method Name:SulfaVer 4; Platform:Powder Pillows; Range:2 to 70 mg/L SO4 | 100/packet
| Isoamyl alcohol | 500ml/bottle
| Potassssium dihydrogen phosphate | 500g/Pack
| Diarrheagenic Shiga-like Toxin Producing E.coli (STEC) control | 1ml/vial
| Sterile syringe (20ml) | 100/pack
| Sterile syringe (10ml) | 100/pack
| Sodium hydroxide, NaOH, MW 40.00, purum ≥ 98%, pellets, in plastic bottle, tight screw cap (hygroscopic and CO2 binding from the air) for analyses EMSURE® ISO › 99% | 250 g / pack
| Rapid chromatographic immunoassay for qualitative detection of Mycobacterium tuberculosis complex (MTbc) antigen (Rapid test for detection of MPT 64 Antigen) | 25 test/ box
| Castaneda bottle (125ml flat sided) for brucella culture | Bottle
| Calcium chloride (CaCl22H2O) | 500g/bottle
| ELISA test kit for Adenovirus (Fecal sample) | 96 test/kit
| EMJH basal medium for leptospira | 500g/bottle
| DPD Free Chlorine Reagent Powder Pillows, 10 mL | 100/packet
| Rosolic acid | 25g
| Diarrheagenic Enterohemorrhagic E. coli (EHEC) control | 1ml/vial
| Gel Loading dye, Blue (6X) | 1ml/vial
| Glycerol (reagent grade): Formula: CH2OHCHOHCH2OH mol wt: 92.1; purity 99.5% | 500ml / bottle
| Phenol Red tablet for pH comparator | 250/packet
| Vitamin B12 | 500g/bottle
| Tetra butylamonium hydrogen sulphate | 250g/pack
| Ammonium Hydroxide, Concentrated | 500g
| Chloroform: CHCl3, Assay: &#8805;99%; Contains amylenes as stabilizer | 1L
| Hydroxylamine hydrochloride, NH2OH.HCL | 100g
| Anhydrous sodium sulfite, Na2SO3 | 100g
| Sterile screw cap plastic tubes (15ml with blue cap) | 280/pack
| Bovine serum albumin | 500g/bottle
| Magnesium chloride (MgCl26H2O) | 500g/bottle
| ELISA test kit for Giardiasis (Fecal sample) | 96 test/kit
| A4 Self adhesive sticker label, A4 sticker matte surface paper suitable for laser inkjet printers. | 100pcs/pkt
| Sterile syringe filter (0.45mm) | 50/pack
| Diarrheagenic Enterotoxigenic E. coli (ETEC) control | 1ml/vial
| Sterile screw cap plastic tubes (50ml) | 216/pack
| Sterile screw cap plastic tubes (15ml with purple cap) | 280/pack
| Diarrheagenic Enteropathogenic E. coli (EPEC) control | 1ml/vial
| Diarrheagenic Enteroaggregative E. coli (EAEC) control | 1ml/vial
| Oxidase Reagent Droppers (Tetratmethyl-p-phenylene-diamine dihydrochloride) | 50droppers/box
| 2x Kapataq, Ready mix dye, 50x50 µl rxns | 2ml/vial
| Dimethyl amino benzaldehyde | 500ml/pack
| Diarrheagenic Enteroinvasive E. coli (EIEC) control | 1ml/vial
| GeneRuler 50bp, DNA ladder | 0.5µg/µL
| ELISA test kit for Norovirus (Fecal sample) | 96 test/kit
| Streptex grouping test kit | 50test/kit
| ELISA test kit for Cryptosporidium (Fecal sample) | 96 test/kit
| Zinc sulphate (ZnSO47H2O) | 500g/bottle
| ELISA test kit for Rotavirus (Fecal sample) | 96 test/kit
| ELISA test kit for Astroviruses (Fecal sample) | 96 test/kit
| Sterile syringe (0.22mm) | 50/pack
| Sample bottle to be used with DR 5000 spectrophotometer: Sample cells, 1-inch square, 10-mL | 10mL
| DEC primer mix, Primer Mix for PCR detection of diarrhoeagenic E. coli (DEC) | 1ml/vial
| DPD 1 tablet for residual chlorine | 250/packet
| Dibasic ammonium citrate, (NH4)2CH6H5O7 | 500g
| Aluminium/Plastic petri dish (47mm) | 100/packet
| AccuVac Iron; For DR 5000 intrument; Description : Iron as Fe (NIST); Platform : Solution | 25/packet
| Cefsulodin sodium salt hydrate | 250mg
| Calcium Hardness indicator tablet (For determination of Calcium hardness in water) | 100 tablets/packet
| Total Hardness indicator tablet (For determination of Total hardness in water) | 100 tablets/packet
| mFC Broth Base | 100 g
| Potssium ferric cyanide | 1g/pack
| Dithizone- Grade: ACS reagent, for spectrophotometric detection of Pb, &#8805;99.0% (CHN) | 10g
| TB-Medium Base according to Loewenstein-Jensen, dehydrated (Fluka 63237) | 500gm / bottle
| Membrane filter (0.45 micron, 47 mm) | 100/packet
| Sterile pasteur pipette | 100/packet
| Sodium Hydroxide pellets | 100g
| Absorbent pads (47 mm) | 100/packet
| Lead nitrate: Pb(NO3)2, Minimum purity 99.5% | 100g
| Sterile syringe (2ml) | 100/pack
| Di-sodium hydrogen ortho phosphate dodecahydrate, Na2HPO4.12H2O, Assay > 99% | 500 g/pack
| Tri-Sodium citrate dihydrate,C6H5Na3O7.2H2O for analyses EMSURE® ACS, ISO, Reag. Ph Eur>99% | 500 g/pack
| Immersion oil for Microscopy; Refractive index (n 23°/D): 1.515, Density (d 20°/4°): 1.303-1.315, Viscocity mPa.s: 1500. | 125 ml/bottle
| Pottassium Cyanide, KCN | 100g
| Soluble starch | 500g
| Oil immersion:refractive index-1.52 | 500/bottle
| p-Dimethylaminobenzaldehyde | 100g/bottle
National Water Reference Laboratory | Potassium dihydrogen orthophosphate, AR grade | 250g
Consumables (NWRL)
Equipment (NWRL)
| Chlorine meter, Digital: Free chlorine range: 0 -5mg/L; Total chlorine range: 0-5mg/L; Resolution: 0.01mg/L from 0-3.5mg/L; 0.10 mg/L above 3.5mg/L; Accuracy ±0.03mg/L ±3% of reading @ 25°C; Light source: Tungsten lamp; Light detection: Silicon photocell; Inbuilt battery; Auto-off after ten minutes of non-use; Method adaptation of the USEPA method 330.5 and Standard method 4500-Cl G;Accessories: Glass cuvette set; Cuvette cap, reagents and standards: Cal check standard cuvette; Chlorine, free, DPD Method (300 Tests); Chlorine, Total, DPD method (300 tests); pH and Chlorine comparator | Set
| Potassium persulphate (K2S2O8) | 100g
| Magnetic stirring bar retriever, PTFE, 350-400mm; For retrieving magnetic stirrer bars from sensitive or corrosive liquids | Piece
| Reactor block, Digital: Compatible with DR 5000 spectrophotometer for COD digestion; Depth: 30-31cm; Heating rate: 20-150ºC in 10 minutes; No. of cuvettes: 15 vials x 16mm x 15 vials x 16mm (dual block); Operating temperature range: 10-45°C; Temperature stability: ± 2ºC; Power supply: 220-240V, 50Hz; Power cord with 3 round pin top | Set
| Potassium Iodate reagent | 250ml/500ml
| Solochrome Cyamine R Dye | 125ml/100gm
| Cresol Red Dye | 125ml/100gm
| Soluble Potato Starch | 100gm
| Sterile microbiology Petri plate 47mm, which can be used with both solid agar medium or absorbent pads for liquid medium | 25/Pkts
| Carbendazim, Analytical standard | 250mg
| Nitric acid, Trace metal grade/ICP grade | 500mL
| Conductivity meter, Low range: Waterproof, measures pH, EC in the low range (0-3999µS/cm), TDS (0-2000ppm), and temperature, LCD and an automatic shut-off; Automatic temperature compensation for all pH, EC, and TDS (ppm) readings | Set
| Microwave sample digestor: Temperature up to 300°C; Capacity: Up to 40, 20mL vials; Chamber: 4-4.5L; Heating method: Single reaction chamber digestion | Set
| Glassware dryer 1000L: Air circulation by hot air fan; Operational Environmental conditions: Temperature (+5 to +40) deg celcius ,Relative Humidity ( 4 to < 90)%, Altitude ( 200 to 3000 ) mtrs, Atmospheric Pressure (500 to 800) mmHg ; Power Supply : 230V ± 6% , 50 Hz ± 1 % ; Power cord with 3 round pin top; noise:<50dBA; Efficiency;minimum 85%. Appropriate Voltage Stabilizer | set
| ICP-OES autosampler, Compatible with Agilent ICP-OES 5110: Consisting of three channel peristaltic pump; Multiprobe size option; Eight 96-well micrititer plate capacity; Dual wash reservoir option; USB plug and play connectivity | Set
| pH/mv/ISE meter, Benchtop pH range -2 to 20; pH resolution: 0.1, 0.01, 0.001; pH accuracy (@25°C) ±0.1pH, ±0.01pH, ±0.002pH ±1LSD; pH calibration, Automatic, up to five point calibration; pH temperature compensation: automatic or manual from -20 to 120°C; mV range ±2000mV; Resolution 0.1mV; mV accuracy ±0.2mV ±1 LSD; Relative mV offset range: ±2000mV; Operational Environmental conditions: Temperature (+5 to +40) deg celcius ,Relative Humidity ( 4 to < 90)%, Altitude ( 200 to 3000 ) mtrs, Atmospheric Pressure (500 to 800) mmHg ; Power Supply : 230V ± 6% , 50 Hz ± 1 % ; Power cord with 3 round pin top; Accessories: Standard buffers (1.68, 3.00, 4.01, 6.86, 7.01, 9.18, 10.01,12.45) with five custom buffers; ISE standard solution (0.1, 1, 10, 100, 1000, 10000 ppm) | set
| Inoculation loop, Nichrome 1µL | Piece
| Glyphosate, Analytical standard | 250mg
| Potassium phosphate, Monobasic, Anhydrous, AR grade | 500g
| Potassium hydrogen phthalate, AR grade | 500g
| Phosphoric acid, AR grade | 500g
| Magnetic bar 30 x 6mm, Polytetrafluoroethylene | Piece
| Magnetic bar 40 x 8mm, Polytetrafluoroethylene | Piece
| Petri dish 47mm, Aluminium | Piece
| Reagent bottle 500mL, Borosilicate, Amber colour, Narrow neck with stopper | Piece
| Fluoride ion selective electrode, Combination type Temperature 0-80oC; pH Range 5-7; Measurement range 0.02 - saturation; Reproducibility 2%; Membrane resistance 0.15 - 0.2 M ohm | Set
| Eriochrome blue black R | 50g
| Optical emission spectrometry system, Inductively coupled plasma: Detector type: High performance solid-state CID86 chip; Wavelength: 166 - 847nm; Auxiliary gas: Mass flow control, 0-2L/min; Data acquisition modes: Precision mode, Speed mode; Depth: 750mm; Features: Intelligent introduction and rinse, Speed data acquisition mode, Get ready: Automatic performance checks; Full-frame capability; Nebulizer gas: Mass flow control, 0-2L/min; Peristaltic pump: 4-channel, mini peristaltic pump; Speed: 0 - 125RPM; Plasma gas: Mass flow control, 0-2 L/min; Plasma viewing: Duo or Radial; RF source: 27.12MHz solid state, 750 - 1500W output power (Duo restricted to 1350w); Spectral bandpass: 7pm at 200nm; Spectrometer: Simultaneous echelle type, 52.91 grooves/mm ruled grating, 383mm effective focal length, 9.5 UV fused silica cross dispersion prism; Standard sampling kit: Concentric glass nebulizer, Glass cyclonic spray chamber, Semi: Demountable EMT torch, 1.5mm bore quartz center tube (Radial), 2mm bore quartz center tube; Operational Environmental conditions: Temperature (+5 to +40) deg celcius ,Relative Humidity ( 4 to < 90)%, Altitude ( 200 to 3000 ) mtrs, Atmospheric Pressure (500 to 800) mmHg ; Power Supply : 230V ± 6% , 50 Hz ± 1 % ; Power cord with 3 round pin top; noise:<50dBA; Efficiency;minimum 85%.Appropriate Voltage Stabilizer | set
| Fluoride SPADNS reagent, For DR 5000 instrument; Solution, Range: 0.02 - 2.00mg/L F | 125/Pkt
| Hydrazine sulfate ((NH2)2.H2SO4) | 100g
| Carboys with Spigot, Round LDPE; Capacity 50L; Molded-in spigot boss; Molded-in graduations in 5L increments; Diameter: Inner neck 60-65mm, Outer 280-290mm; Height with closure 590-595mm; Integral shoulder handles, Polypropylene with thermoplastic elastomer gasket closure | Piece
| Indicator tablet, Total hardness | 100/Pkt
| Indicator tablet, Calcium hardness | 100/Pkt
| Glassware dryer 1000L: Air circulation by hot air fan; Power supply: AC 220-230V, 50-60Hz; Power cord with 3 round pin top | Set
| Hydrogen peroxide 6% (20 volume), Plastic bottle | 450mL
| Mercuric sulphate | 500g
| Ethylenediaminetetra-acetic acid disodium salt | 100g
| Filter paper, Glass fiber, Circles: Retention: 0.6µm, Surface: Smooth; Material: Borosilicate glass micro fibers; Color: White; Temperature stability: 500°C; Diameter: 25 mm; Thickness: 0.28 mm | 100/pkt
| Methcresol Purple Dye | 125ml/100gm
| Sudan III Dye | 125ml/100gm
| Mercury analyser, Direct thermal decomposition: Detecting section: Measurement principle: Non-dispersive dual-cell tri-beam CVAAS; Wavelength: 253.7nm; Detectors: Phototubes (Reference: background; Absorption cell 1; Absorption cell 2); Detection limit: < 1pg (< 0.001ng); Max. Measurement range: 70,000ng; Measuring time: Approx. 5 minutes; Sample Decomposition Section: Combustion tube: Quartz (Filled with catalyst); Sample boat: Ceramic (standard); Max. decomposition temp.: Up to 1,000°C; Sample position: 100 positions; Auto Sample Changer Section: Sample boat capacity: Solid: up to 1,500mg, Liquid: up to 1,400µL; Data Processing System: OS: Windows 10 and above; Display: Peak profile, Calibration, Raw data, Statistics, Flow graphics & Status; 21 CFR Part II compliance; Device Control: Analysis condition (Temperature, Decomposition time), Blank check, Standard check; Data processing: Calibration curve (Linear & Cubic fits), Peak Height & Peak area tabulation, simultaneous LOW & HIGH concentration tabulation, Unit selection, Concentration conversion, Baseline correction, Statistics (mean, S.D., CV%); Gas: Oxygen (>90% purity), 0.1~0.29MPa; (or Compressed purified air-dependent on applications); Printing: Memo, Analysis condition, Calibration curve, Measured and Statistical data, Peak profiles; Operational Environmental conditions: Temperature (+5 to +40) deg celcius ,Relative Humidity ( 4 to < 90)%, Altitude ( 200 to 3000 ) mtrs, Atmospheric Pressure (500 to 800) mmHg ; Power Supply : 230V ± 6% , 50 Hz ± 1 % ; Power cord with 3 round pin top; Single phase 2 KVA Online UPS with atleast 6 Nos of 12V 9Ah batteries; Output voltage: 230 +/- 6% , 50 Hz; noise:<50dBA; Efficiency;minimum 85%. | set
| Biochemical oxygen demand instrument: Graphic display; Automatic start function built; Range (0.05 to 20) mg per litre or (0 to 700)mg per litre. Power Supply : 230V ± 6% , 50 Hz ± 1 % ; Power cord with 3 round pin top; noise:<50dBA; Efficiency;minimum 85%. | set
| COD reagent set: COD digestion vials, Low range compatible with Hach DR 5000 Spectrophotometer | 150/Pkt
| DPD tablet, Residual chlorine | 250/Pkt
| UV lamp, Handheld: Wavelengths: 254, 302 and 365nm wavelength; Power Supply : 230V ± 6% , 50 Hz ± 1 % ; Power cord with 3 round pin top; noise:<50dBA; Efficiency;minimum 85%. | set
| COD reagent set: COD digestion vials, Low range compatible with Hach DR 6000 Spectrophotometer | 150/Pkt
| Vacuum pump, Handheld, a portable, manual, hand-operated,Capacity:250ml disposable collection container, with suction catheters. | set
| Mercury analyser, Direct thermal decomposition: Detecting section: Measurement principle: Non-dispersive dual-cell tri-beam CVAAS; Wavelength: 253.7nm; Detectors: Phototubes (Reference: background; Absorption cell 1; Absorption cell 2); Detection limit: < 1pg (< 0.001ng); Max. Measurement range: 70,000ng; Measuring time: Approx. 5 minutes; Sample Decomposition Section: Combustion tube: Quartz (Filled with catalyst); Sample boat: Ceramic (standard); Max. decomposition temp.: Up to 1,000°C; Sample position: 100 positions; Auto Sample Changer Section: Sample boat capacity: Solid: up to 1,500mg, Liquid: up to 1,400µL; Data Processing System: OS: Windows 10 and above; Display: Peak profile, Calibration, Raw data, Statistics, Flow graphics & Status; 21 CFR Part II compliance; Device Control: Analysis condition (Temperature, Decomposition time), Blank check, Standard check; Data processing: Calibration curve (Linear & Cubic fits), Peak Height & Peak area tabulation, simultaneous LOW & HIGH concentration tabulation, Unit selection, Concentration conversion, Baseline correction, Statistics (mean, S.D., CV%); Gas: Oxygen (>90% purity), 0.1~0.29MPa; (or Compressed purified air-dependent on applications); Printing: Memo, Analysis condition, Calibration curve, Measured and Statistical data, Peak profiles; Power supply: 220-240V, 50Hz; Power cord with 3 round pin top | Set
| Cyanogen bromide for synthesis | 25g
| Cypermethrin, Analytical standard | 100mg
| Disodium edetate, AR grade | 500g
| Phenol red tablet, pH comparator | 500g
| Potassium chloride, ACS grdae | 500g
| Modified agar, MTEC | Bottle
| Amitraz, Analytical standard | 250mg
| Dithizone, ACS reagent grade, for spectrophotometric detection of Pb, = 99.0% (CHN) | 10g
| Chromogenic agar for the simultaneous enumeration of E. coli and Coliforms | 500g
| MPA Agar base | 500g
| Salmonella shigella Agar | 500g
| MI Agar for chromogenic/fluorogenic detection and enumerate Escherichia coli and total coliforms in drinking water by the membrane filtration technique | 100g
| Ethylenediaminetetraacetic acid | 500g
| ICP multi-element standard solution VI for ICP-MS (30 elements in dilute nitric acid) Certipur (product no. 110580) compatible with Agilent ICP-OES 5110 | 100mL
| Zinc powder | 500g
| Biochemical oxygen demand instrument: Graphic display; Automatic start function built | Set
| Mecury sulphate | 50g
| Digital arsenic test kit, Portable: Result in < 20 minutes; Give accurate test results between the critical range of 2µL (ppb)-100µL (ppb); Field tested in conjunction with UNICEF/WHO WAT/SAN monitoring programmes; Sufficient reagents and consumables for over 400 tests | Set
| Disodium disulphite solution | 500g
| Mercuric chloride | 500g
| Petri-pad 47mm | Piece
| pH/ORP/ISE meter, Portable: pH range -2 to 20; pH resolution 0.01; pH accuracy (@25°C) ±0.1pH, ±0.01pH, ±0.002pH ±1LSD; pH calibration: Automatic, up to five point calibration; pH temperature compensation: Automatic or manual from -20 to 120°C; mV range ±2000mV; Resolution 0.1mV; mV accuracy ±0.2mV ±1LSD; Relative mV offset range ±2000mV; ISE range from 1.00 E?7 to 9.99 E concentration; ISE resolution 3 digits 0.01; 0.1; 1; 10 concentration; ISE accuracy ±0.5% of reading (monovalent ions), ±% of reading (divalent ions); ISE calibration up to five point calibration; Six standard solutions; Temperature range -20 to 120°C; Temperature resolution 0.1°C; Log on demand 300 samples (100 each range pH, mV and ISE); PC connectivity: isolated USB with optional HI 92000 software and micro USB cable; Battery type 1.5V AA batteries (4); Accessories: Standard buffers (1.68, 3.00, 4.01, 6.86, 7.01, 9.18, 10.01,12.45) with five custom buffers; ISE standard solution (0.1, 1, 10, 100, 1000, 10000ppm) with pH buffer kit. Power Supply : 230V ± 6% , 50 Hz ± 1 % (with power or USB power module); 4 AA alkaline batteries; Rechargeable NiMH (for use with USB power module) ; Power cord with 3 round pin top; noise:<50dBA; Efficiency;minimum 85%. | set
| Potassium cyanide | 100g
| Water testing kit 37oC/44oC incubator for analysis of faecal coliforms; Rechargeable battery (chargeable within one day); Battery capable of 5 incubation cycles; 10 - 20 test capacity; Membrane filtration unit for 47mm membrane filters; Filtration apparatus; Spare filtration disc and o-rings; Vacuum hand pump; Sample cup with cable; 3 sets of 16 re-useable aluminium petri dishes with strap; Battery charger; Additional connectors to power the unit from a car battery or cigarette lighter; Charger fuses (x 2); Consumables for 200 tests (Membrane filters and pads, pad dispenser, Digital timer; Comparator (Chlorine and pH); Tweezer; Polypropylene bottles (x 10); Methanol dispenser; Hand lens; Lubrication grease; Spirit thermometer (-10 to +50oC); Power supply: AC 220-230V, 50-60Hz; Power cord with 3 round pin top | Set
| Seperatory funnel 250mL, Borosilicate, Squibb type | Piece
| Nitrate reagent, Powder pillow (10mL) For determination of MR and HR nitrate; Range: 0.3 - 30mg/L as nitrate-N; To be used with Hach DR 5000 | 100/Pkt
| Calibration blank solution for ICP-OES, MP-AES & AAS compatible with Agilent ICP-OES 5110 | 500mL
| 10mL glass cuvette for Hach Dr6000 UV VIS (1inch round/rectangular) | Piece
| N-(1-Naphthyl)ethylenediamine dihydrochloride | 25g
| Solochrome dark blue | 50g
| Argon gas, ICP grade 5.0; Gas Purity 99.999% or higher for use with ICP OES; Volume: 60-80 L; Cylinder type: Carbon steel; Valve: Brass | Set
| Starch, Soluble | 500g
| Rosolic acid | 500g
| mKleb agar | 500g
| Conductivity meter, Handheld; Measurement modes conductivity, TDS, Salinity or Resistivity with temperature; Stability, Selectable fast, medium, slow or Smart Stability setting; Selectable off or Automatic Smart averaging setting; Data management; Log function type, Automatic data logging with Auto-Read, Timed and Single Shot measure modes; Manual data logging with continuous measure mode; Alarm Output Set point alarm, high/low limit alarm, calibration due alarm; Methods 10/channel; Inputs 8 pin Mini DIN (conductivity sensor with built-in temperature), two stirrer inputs; Outputs USB (2), RS232; Conductivity sensor, stirrer probe; Temperature selection, Manual or Automatic with ATC temperature probe; Temperature probe calibration 1 point temperature offset calibration; Channels 4 - Customizable with modules; Colour graphic LCD with user-customizable options display with backlight option; Universal AC adapter; Certifications: CE, FDA, ISO, IEC or equivalent standards; Operational environmental conditions: Temperature 5-40oC; Relative humidity: 4 to <90%; Altitude 200-3000m; Atmospheric pressure 500-800mmHg; Power supply: AC 220-230V, 50-60Hz; Power cord with 3 round pin top; Appropriate voltage stabilizer | Set
| Reactor block,Digital: Compatible with DR 6000 spectrophotometer for COD digestion | set
| Membrane filter 0.45micrometer, 47mm | 100/Pkt
| pH meter, Benchtop Large multifunction display, which indicates the pH- value or V-value and temperature; Automatic calibration with 5 pre-programmed standard buffers (pH 4.01; 6.86; 7.01; 9.18; 10.01); Graphic symbols to calibrate and use the unit; Temperature compensation automatic and manual; pH 0 - 14mV ± 1999 (ORP), Range ± 399.9 (ISE), °C 0 - 100, pH 0.01mV 1 (ORP); Resolution 0.1 (ISE), °C 0.1, pH ± 0.01mV ± 1 (ORP), Accuracy ± 0.2 (ISE) °C ± 0.5; Operational Environmental conditions: Temperature (+5 to +40) deg celcius ,Relative Humidity ( 4 to < 90)%, Altitude ( 200 to 3000 ) mtrs, Atmospheric Pressure (500 to 800) mmHg ; Power Supply : 230V ± 6% , 50 Hz ± 1 % ; Power cord with 3 round pin top; | set
| Lead nitrate, Min. purity 99.5% | 100g
| Ferrous ammonium sulfate, Fe-NH4 -2-SO4-2.6H2O | 100g
| Microwave sample digestor: Temperature up to 300°C; Capacity: Up to 40, 20mL vials; Chamber: 4-4.5L; Heating method: Single reaction chamber digestion; Operational Environmental conditions: Temperature (+5 to +40) deg celcius ,Relative Humidity ( 4 to < 90)%, Altitude ( 200 to 3000 ) mtrs, Atmospheric Pressure (500 to 800) mmHg ; Power Supply : 230V ± 6% , 50 Hz ± 1 % ; Power cord with 3 round pin top; | set
| Lauryl sulphate tryptone base | 500g
| Manganese metal with purity >99.8% | 500g
| Nalgene Bottle HDPE (1000mL) Thick wall with narrow mouth for extra-rugged duty, Leakproof | Piece
| Nalgene Bottle HDPE (250mL) wide mouth, leakproof and autoclavable | Piece
| pH meter Large, dual LCD display with pH and temperature results simultaneously (with ATC probes); pH range: 0 - 14; Electrode and swing arm; Temp. range: 0 - 100°C; Temp. resolution: 0.1°C; 3 point calibration; Auto-buffer recognition; Recorder output; Accuracy (pH) and plus mn; 0.01; Detection range 0 - 14pH; Operational Environmental conditions: Temperature (+5 to +40) deg celcius ,Relative Humidity ( 4 to < 90)%, Altitude ( 200 to 3000 ) mtrs, Atmospheric Pressure (500 to 800) mmHg ; Power Supply : 230V ± 6% , 50 Hz ± 1 % ; Power cord with 3 round pin top; noise:<50dBA; Efficiency;minimum 85%. | set
| Hydroxylamine hydrochloride | 100g
| Cobaltous chloride | 100gm
| Ferrous iron reagent, For DR 5000 intrument | Ampoule
| pH and Chlorine comparator unit, pH range 5-9,chlorine range 0-5 | set
| Hydrochloric acid, AR grade | 500g
| Ferrous sulphate | Bottle
| Conductivity meter: Robust and waterproof; Automated functions; Operable with gloves; Conductivity range: 0.0-1000mS/cm ±0.5 % of measured value; Temperature -5.0 to +105.0°C ±0.1; Power Supply : 230V ± 6% , 50 Hz ± 1 % ; Power cord with 3 round pin top; noise:<50dBA; Efficiency;minimum 85%. Accessories: Rubber casing for damage-proof | set
| Magnesium chloride (MgCl2.6H2O) | 250g
| N-(1-Naphthyl)-ethylendiamine dihydrochloride for analyses ACS, Glass bottle | 25g
| Nitric acid, 65 % Supra pure grade | 500ml
| Potassium bromate, ACS grade | 500g
| Manganese metal with purity > 99.8% | 500g
| Metribuzin, Analytical standard | 100mg
| Platinum cobalt, AR grade | 100mL
| Potassium dichromate, AR grade | 500g
| Deltamethrin, Analytical standard | 250mg
| Potassium bromide, ACS grade | 500g
| Petridish, Borosilicate glass, Sterilizable 50mm | 100/pkt
| Disodium hydrogen phosphate dodecahydrate | 2mL
| Digital reactor block: Heating rate: 20 to 150ºC in 10 minutes; No. of cuvettes: 9 vials x 16 mm + 2 vials x 20mm; Operating temperature range: 10 - 45°C; Should include: digital block reactor, power cord and operating manual | Set
| Lead acetate | Bottle
| DPD Free chlorine reagent, Powder pillow | 10mL
| Dimethoate, Analytical standard | 100mg
| Sulphanilamide >=98% | 100g
| Brilliant green Dye | 125ml/100gm
| Methyl Orange Dye | 125ml/100gm
| Turbidity meter: Range: 0 to 1000 NTU (FNU); Accuracy: ±2% of reading plus stray light from 0 to 1000 NTU; Repeatability: ±1% of reading or 0.01 NTU (FNU), whichever is greater; Resolution: 0.01 NTU on lowest range; Stray Light:< 0.02 NTU (FNU); Detector: Silicon photovoltaic; Interface: USB; Certification: CE certified; Sample Required: 10mL; Sample Cells: 60mm x 25mm borosilicate glass with screw cap; Portable; supplied with calibration standard and case; Operational Environmental conditions: Temperature (+5 to +40) deg celcius ,Relative Humidity ( 4 to < 90)%, Altitude ( 200 to 3000 ) mtrs, Atmospheric Pressure (500 to 800) mmHg ; Power Supply : 230V ± 6% , 50 Hz ± 1 % (with power or USB power module); 4 AA alkaline batteries; Rechargeable NiMH (for use with USB power module) ; Power cord with 3 round pin top; noise:<50dBA; Efficiency;minimum 85%. | set
| UV lamp, Handheld: Wavelengths: 254, 302 and 365nm wavelength; Power supply: 220-240V, 50Hz; Power cord with 3 round pin top | Set
| Stirrers IS-12 compatible BOD measurement with the OxiTop system; Software-controlled speed; Maintenance-free and non-wearing; Designed for use with large measuring vessels | Set
| Optical emission spectrometry system, Inductively coupled plasma: Detector type: High performance solid-state CID86 chip; Wavelength: 166 - 847nm; Auxiliary gas: Mass flow control, 0-2L/min; Data acquisition modes: Precision mode, Speed mode; Depth: 750mm; Features: Intelligent introduction and rinse, Speed data acquisition mode, Get ready: Automatic performance checks; Full-frame capability; Nebulizer gas: Mass flow control, 0-2L/min; Peristaltic pump: 4-channel, mini peristaltic pump; Speed: 0 - 125RPM; Plasma gas: Mass flow control, 0-2 L/min; Plasma viewing: Duo or Radial; RF source: 27.12MHz solid state, 750 - 1500W output power (Duo restricted to 1350w); Spectral bandpass: 7pm at 200nm; Spectrometer: Simultaneous echelle type, 52.91 grooves/mm ruled grating, 383mm effective focal length, 9.5 UV fused silica cross dispersion prism; Standard sampling kit: Concentric glass nebulizer, Glass cyclonic spray chamber, Semi: Demountable EMT torch, 1.5mm bore quartz center tube (Radial), 2mm bore quartz center tube; Power supply: AC 220-230V, 50-60Hz; Power cord with 3 round pin top; Appropriate voltage stabilizer | Set
| Turbidity meter LCD display; Range: 0 - 50NTU; 50 - 1,000 NTU; Auto range; Resolution: 0.01NTU/1 NTU; Accuracy: +/- 0.5NTU; Light source: LED, 850nm; Detector: Photo diode; Response time: <10secs; Sample volume: 10mL; Data hold: Freeze the display reading; Memory recall: Max. and Min. value; Display sampling time: Approx. 1sec; Auto shut off or manual off by push button; Calibration points: 0NTU, 10NTU, 100NTU; Power supply: DC 1.5V battery (UM4, AAA) or equivalentAccessories: Testing bottle with 0 NTU standard solution (1 pc); Testing bottle with 100 NTU standard solution (1 pc); Empty testing bottle (2 pcs); Clean solution (1bottle); Hard carrying case (1 pc) | Set
| Nitrate reagent, For DR 5000 instrument; Range: 0.1 -10.0mg/L NO3-N | Ampoule
| Distillation unit, Double distiller, Automated: Capacity: 4L/hr; Conductivity: Single distillate: approx. 2.2µs/cm at 25°C; Double distillate: approx. 1.6µs/cm at 25°C; Cooling water required approx.: 120L/Hr; Min. water pressure: 3 bar to max. 7 bar; Electronic level control; Electronic impurity detector; Double action low water cut-off; Condenser: 1st stage made of SS, 2nd stage including the baffle made of borosilicate glass; Accessible evaporator; Valve made of borosilicate glass with PTFE plunger; Outlet with dust shield made of borosilicate glass for double distillate; Carbon dioxide degassing through outlet in the condenser; SS heating element and evaporator; Double-walled housing; Outer housing made of electrolytic ally galvanised sheet steel, electrostatically powder-coated with epoxy resin; Water supply through a built-in solenoid valve with connection for pressure hose; Cooling water outlet with hose connection; Hoses for water in and outlet;Operational Environmental conditions: Temperature (+5 to +40) deg celcius ,Relative Humidity ( 4 to < 90)%, Altitude ( 200 to 3000 ) mtrs, Atmospheric Pressure (500 to 800) mmHg ; Power Supply : 230V ± 6% , 50 Hz ± 1 % ; Power cord with 3 round pin top; noise:<50dBA; Efficiency;minimum 85%. Appropriate Voltage Stabilizer. | set
| Potassium permanganate, AR grade | Bottle
| Water testing kit 37°C/44°C incubator for analysis of faecal coliforms; Rechargeable battery (chargeable within one day); Battery capable of 5 incubation cycles; 10 - 20 test capacity; Membrane filtration unit for 47mm membrane filters; Filtration apparatus; Spare filtration disc and o-rings; Vacuum hand pump; Sample cup with cable; 3 sets of 16 re-useable aluminum petri dishes with strap; Battery charger; Additional connectors to power the unit from a car battery or cigarette lighter; Charger fuses (x 2); Consumables for 200 tests (Membrane filters and pads, pad dispenser, Digital timer; Comparator (Chlorine and pH); Tweezer; Polypropylene bottles (x 10); Methanol dispenser; Hand lens; Lubrication grease; Spirit thermometer (-10 to +50oC); Operational Environmental conditions: Temperature (+5 to +40) deg celcius ,Relative Humidity ( 4 to < 90)%, Altitude ( 200 to 3000 ) mtrs, Atmospheric Pressure (500 to 800) mmHg ; Power Supply : 230V ± 6% , 50 Hz ± 1 % ; Power cord with 3 round pin top; noise:<50dBA; Efficiency;minimum 85%. | set
| Captan, Analytical standard | 250mg
| Potassium dihydrogen phosphate, 99.5 %, p.a., ACS, Reagent for phosphate, buffer | 500g
| Ammonium molybdate tetrahydrate ((NH4)6Mo7O24.4H2O) | 50g
| Manifold filter: 6 place for rubber stopper; Simultaneous filtration of six test samples; Millipore glass, plastic or stainless steel filter holders fitted with standard no. 8 perforated stoppers over holder outlets; Material: Stainless steel | Set
| Incubator cabinet for BOD OxiTop systems: Temperature range: 10-40°C, ±1°C; Cabinets fitted with internal power sockets; Shelves: 4 shelves; with transparent insulating glass doors suited for use with the OxiTop Control system; Option to recall data through the closed glass door to avoid temperature fluctuations caused by opening the door; Operational Environmental conditions: Temperature (+5 to +40) deg celcius ,Relative Humidity ( 4 to < 90)%, Altitude ( 200 to 3000 ) mtrs, Atmospheric Pressure (500 to 800) mmHg ; Power Supply : 230V ± 6% , 50 Hz ± 1 % ; Power cord with 3 round pin top; Single phase 2 KVA Online UPS with atleast 6 Nos of 12V 9Ah batteries; Output voltage: 230 +/- 6% , 50 Hz; noise:<50dBA; Efficiency;minimum 85%. | set
| Bottle, Aspirator 50L: Polythene, Heavy duty with carrying handle and stop cock for storing distilled water, | Piece
| Nitric acid (HNO3), Redistilled | 500mL
| Argon Gas Filters for Agilent ICP-OES 5100 series | Set
| Potassium chloroplatinate reagent | 250ml/100gm
| COD reagent set: COD digestion vials, High range compatible with Hach DR 5000 Spectrophotometer | 150/Pkt
| COD reagent set:COD digestion vials, High range compatible with Hach DR 6000 Spectrophotometer | 150/Pkt
| 10mL 1inch round glass cuvette for 2100 portable Hach turbidity meter. | Piece
| Nitric Acid Ultrapur 65% | 250ml/500ml
| Sulphate reagent, Powder pillow for DR 5000; Range: 2 -70mg/L SO4, 25mL | 100/Pkt
| Microanalysis filter holder, Glass: Filter diameter: 13mm; Body material: Glass; Funnel size: 100mL; Filtration Area (cm²)1.2, For use with 25mm membranes | Piece
| Pipette tips, 10000μL (10mL), Non-sterile, Disposable tips | 100/pkt
| Capillary tube, Glass for micro-hematocrit, Nonheparinized, 75 0.5mm length; ID: 1.1-1.2mm, ODI: 1.5-1.6mm; Blue tip | 100/pkt
| Disodium hydrogen phosphate, Anhydrous | 250g
| Disodium hydrogen phosphate, AR grade | 250g
| Sodium phosphate, Monobasic, Anhydrous (NaH2PO4) | Bottle
| Sodium phosphate, Dibasic, Anhydrous, AR grade | 500g
| Sodium phosphate, Monobasic, Monohydrate (NaH2PO4H2O) | 50g
| M-endo medium | 500g
| Sodium acetate, Analytical grade | Bottle
| Sodium nitrite, AR grade | 500g
| Rosolic acid | 25g
| Ammonia ion selective electrode, Combination type: Measurement range 0.02-200.0 ppm as NH4 +-N; Temperature range 0-40°C; Tip polymeric liquid membrane; Body PEI; Electrolyte gel, Reference double, Depth 5cm | Set
| Seperatory funnel 500mL, Borosilicate, Squibb type | Piece
| Manifold filter: 6 place for rubber stopper; Simultaneous filtration of six test samples; 47mm size; Millipore glass, plastic or stainless steel filter holders fitted with standard no. 8 perforated stoppers over holder outlets; Material: Stainless steel. | set
| Conductivity meter: Robust and waterproof; Automated functions; Operable with gloves; Conductivity range: 0.0-1000mS/cm ±0.5 % of measured value; Temperature -5.0 to +105.0°C ±0.1; Power supply:220-240V, 50Hz; Power cord with 3 round pin top; Accessories: Rubber casing for damage-proof | Set
| Comparator tablet, pH (Phenol red) | 250/Pkt
| Agilent Nebulizer OneNeb series 2 inert concentric type nebulizer. For use with ICP-OES. Replaces a glass concentric nebulizer. Suitable for most sample types including organic solvents, HF acid digests and high TDS samples, compatible with Agilent ICP-OES 5110 | Piece
| Petrifilm, E. Coli | 50/Pkt
| Potassium antimonyl tartarate (K(SbO)CH4O6.1/2 H2O) | 100g
| Potassium phosphate, Monobasic | 500g
| Conductivity meter, Low range: Waterproof, measures pH, EC in the low range (0-3999µS/cm), TDS (0-2000ppm), and temperature, LCD and an automatic shut-off; Automatic temperature compensation for all pH, EC, and TDS (ppm) readings; with at least three point calibration standard. Power Supply : 230V ± 6% , 50 Hz ± 1 % ; Power cord with 3 round pin top; noise:<50dBA; Efficiency;minimum 85%. | set
| Reagent bottle 10mL, Borosilicate, Amber colour, Narrow neck with stopper | Piece
| Reagent bottle 50mL, Borosilicate, Amber colour, Narrow neck with stopper | Piece
| Copper sulphate (CuSO4.5H2O) | 500g
| Chromium (Hexavalent), 1,5-Diphenylcarbohydrazide, EPA compliant; For instrument DR 5000; Range: 0.010 - 0.700mg/L Cr6+ | 25/Pkt
| ICP multi-element standard solution XVI (21 elements in diluted nitric acid) 100mg/L: Sb, As, Be, Cd, Ca, Cr, Co, Cu, Fe, Pb, Li, Mg, Mn, Mo, Ni, Se, Sr, Tl, Ti, V, Zn Certipur compatible with Agilent ICP-OES 5110 | 100mL
| Brillaint green solution | 500g
| Incubator: Dip slide; Variable temperature; Incubates up to 8 dip slides or several 100mm petri dishes; Temperature range: Ambient 5-45°C ±0.5°C; 12V, DC; Temperature control technology; In car power adapter | Set
| Chromogenic dehydrated culture media: Modified mTEC agar | 100g
| Petri pad 47mm, Sterile, Polystyrene | 100/Pkt
| Broth base, mFC | 500g
| Compact Dr EC media, Ready-to-use test method for the isolation and enumeration of coliforms and Escherichia coli in raw materials, finished products, or on environmental surfaces | 40/Pkt
| Bromophenol blue dye | 25g
| Bromocresol green indicator | 5g
| HiCrom M-TEC broth for detection of thermotolerant Escherichia coli in water by the membrane filtration technique | 500g
| Potassium hydroxide, AR grade | 500g
| Turbidity meter: Range: 0 to 1000 NTU (FNU); Accuracy: ±2% of reading plus stray light from 0 to 1000 NTU; Repeatability: ±1% of reading or 0.01 NTU (FNU), whichever is greater; Resolution: 0.01 NTU on lowest range; Stray Light:< 0.02 NTU (FNU); Detector: Silicon photovoltaic; Interface: USB; Certification: CE certified; Sample Required: 10mL; Sample Cells: 60mm x 25mm borosilicate glass with screw cap; Portable; supplied with calibration standard and case; Operational environmental conditions: Temperature 5-40oC; Relative humidity: 4 to <90%; Altitude 200-3000m; Atmospheric pressure 500-800mmHg; Power supply: AC 220-230V, 50-60Hz; Power cord with 3 round pin top; Power supply: 220-240V, 50Hz (with power or USB power module); 4 AA alkaline batteries; Rechargeable NiMH (for use with USB power module) | Set
| Cefsulodin sodium salt hydrate | 10g
| Potassium iodide, AR Grade | 100g
| Hydrochloric acid, Suprapur grade, 37 % | 2.5 L
| Cold chain bag 7.5 x 10.25 x 5 inch, ISO 9001 certified, Color -Black, Zippered mesh pocket for napkins and other items. | Piece
| N Hexane GR | 500mL
| Chlorine meter, Digital: Portable for field use; Resolution: 0.01mg/L from 0-3.5mg/L; 0.10 mg/L above 3.5mg/L; Accuracy ±0.03mg/L ±3% of reading @ 25°C; Light source: Tungsten lamp; Light detection: Silicon photocell; Inbuilt battery; Auto-off after ten minutes of non-use; Method adaptation of the USEPA method 330.5 and Standard method 4500-Cl G; Accessories: Glass cuvette set; Cuvette cap, reagents and standards: Cal check standard cuvette; Chlorine, free, DPD Method; Chlorine, Total, DPD method; pH and Chlorine comparator Minimum Scale: 0.1mg/L(HR)、0.01mg/L(LR) Measuring Range (mg/L): 0.1～8.0(HR)、0.02～2.00(LR) measure both free residual and total chlorine. Power Supply : 230V ± 6% , 50 Hz ± 1 % (with power or USB power module); 4 AA alkaline batteries; Rechargeable NiMH (for use with USB power module) ; Power cord with 3 round pin top; noise:<50dBA; Efficiency;minimum 85%. | set
| Seperatory funnel ring stand with adjustable height for 500mL and 250mL | Piece
| Iron standard for ICP-OES | Bottle
| Test tube rack for 25mm diameter test tubes | Set
| Tri-pod stand with heat mesh | Set
| Vacuum pump, Handheld | Set
| HiCrom M-TEC broth for detection of thermotolerant Escherichia coli in water by the membrane filtration technique | 500g
| Argon gas filters for ICP-OES Agilent 5110: Capacity: 100mL oxygen, 1g water, organics depending on impurities | Piece
| Distillation unit, Double distiller, Automated: Capacity: 4L/hr; Conductivity: Single distillate: approx. 2.2µs/cm at 25°C; Double distillate: approx. 1.6µs/cm at 25°C; Cooling water required approx.: 120L/Hr; Min. water pressure: 3 bar to max. 7 bar; Electronic level control; Electronic impurity detector; Double action low water cut-off; Condenser: 1st stage made of SS, 2nd stage including the baffle made of borosilicate glass; Accessible evaporator; Valve made of borosilicate glass with PTFE plunger; Outlet with dust shield made of borosilicate glass for double distillate; Carbon dioxide degassing through outlet in the condenser; SS heating element and evaporator; Double-walled housing; Outer housing made of electrolytic ally galvanised sheet steel, electrostatically powder-coated with epoxy resin; Water supply through a built-in solenoid valve with connection for pressure hose; Cooling water outlet with hose connection; Hoses for water in and outlet; Power supply: AC 220-240V, 50Hz; Power cord with 3 round pin top | Set
| Agilent Spray chamber, double pass glass cyclonic, standard for 5100/5110. G8010-60256, compatible with Agilent ICP-OES 5110 | Piece
| Inoculation loop, Nichrome 10µL | Piece
| pH and chlorine comparator unit | Set
| Pipettes, Adjustable 10mL: Accuracy: 0.5 to 2%, Volume: 1 to 10mL, Should include calibration certificate, in-lab calibration tool; Increments: 0.01-0.02mL, Should have secure tip attachment and soft touch tip ejection | Set
| Sodium hydroxide pellets, Purum = 98%, Plastic bottle, tight screw cap | 500g
| pH/mv/ISE meter, Benchtop pH range -2 to 20; pH resolution: 0.1, 0.01, 0.001; pH accuracy (@25°C) ±0.1pH, ±0.01pH, ±0.002pH ±1LSD; pH calibration, Automatic, up to five point calibration; pH temperature compensation: automatic or manual from -20 to 120°C; mV range ±2000mV; Resolution 0.1mV; mV accuracy ±0.2mV ±1 LSD; Relative mV offset range: ±2000mV; Accessories: Standard buffers (1.68, 3.00, 4.01, 6.86, 7.01, 9.18, 10.01,12.45) with five custom buffers; ISE standard solution (0.1, 1, 10, 100, 1000, 10000 ppm) | Set
| Sodium phosphate, Dibasic, Anhydrous (Na2HPO4) | Bottle
| Stain, Rose bengal: Dye content >=90%; molecular formula: C20H2Cl4I4Na2O5 | 5gram/vial
| Sodium phosphate, Monobasic | 500g
| Stain, Nile Red for use with Fluorescence Microscope; Color: Red; Molecular Formula: C20H18N2O2 | 25mg/vial
| Incubator cabinet for BOD OxiTop systems: Temperature range: 10-40°C, ±1°C; Cabinets fitted with internal power sockets; Shelves: 4 shelves; with transparent insulating glass doors suited for use with the OxiTop Control system; Option to recall data through the closed glass door to avoid temperature fluctuations caused by opening the door; Power supply of 220-240V, 50Hz; Power cord with 3 round pin top | Set
| Mancozeb, Analytical standard | 100mg
| Muffle Furnace: Temperature: 100°C to 1100°C, Voltage requirement:240 V, Capacity: 15- 20L | Set
| Combi pack for Microtiter 96 deepwell plate (tips combs, plates and elution strips for 96 samples) | 96/Pkt
| mFC broth base | 100g
| Absorbent pad, Sterile, 47mm, Cellulose support pad | 100/Pkt
| Agilent Easy-fit demountable torch, demountable, with 1.8 mm id injector and base assembly, and replaceable outer and intermediate tubes, for use with Agilent 5100 Synchronous Vertical Dual View/Vertical Dual View ICP-OES in axial and radial views with one extra Quartz outer tube set for demountable torch, with outer tube and top seal, for Agilent 5100 RV ICP,compatible with Agilent ICP-OES 5110 | Piece
| Pipettes, Adjustable 5mL: Accuracy: 0.5 to 2%, Volume: 0.5 to 5mL, Should include calibration certificate, in-lab calibration tool; Increments: 0.01-0.02mL, Should have secure tip attachment and soft touch tip ejection | Set
| Disodium hydrogen ortho phosphate dodecahydrate, Na2HPO4.12H2O, Assay > 99% AR grade | 500g
| pH/ORP/ISE meter, Portable: pH range -2 to 20; pH resolution 0.01; pH accuracy (@25°C) ±0.1pH, ±0.01pH, ±0.002pH ±1LSD; pH calibration: Automatic, up to five point calibration; pH temperature compensation: Automatic or manual from -20 to 120°C; mV range ±2000mV; Resolution 0.1mV; mV accuracy ±0.2mV ±1LSD; Relative mV offset range ±2000mV; ISE range from 1.00 E?7 to 9.99 E concentration; ISE resolution 3 digits 0.01; 0.1; 1; 10 concentration; ISE accuracy ±0.5% of reading (monovalent ions), ±% of reading (divalent ions); ISE calibration up to five point calibration; Six standard solutions; Temperature range -20 to 120°C; Temperature resolution 0.1°C; Log on demand 300 samples (100 each range pH, mV and ISE); PC connectivity: isolated USB with optional HI 92000 software and micro USB cable; Battery type 1.5V AA batteries (4); Accessories: Standard buffers (1.68, 3.00, 4.01, 6.86, 7.01, 9.18, 10.01,12.45) with five custom buffers; ISE standard solution (0.1, 1, 10, 100, 1000, 10000ppm) | Set
| Filter holders with receiver, Reusable 150-250mL: Autoclaveable, Graduated receiver: Accommodates 47mm membranes, three ports for venting with syringe filters; Provide maximum flow rate and throughput, Suitable for cold sterilization or clarification of culture media, reagents or solvents that are compatible with holder and membrane materials; Accessories: Complete upper chamber, receiver, polypropylene cover and TPE port caps | Set
| Calmagnite Indicator | 125ml/100gm
| Nitric acid, AR grade | Bottle
| pH meter, Benchtop Large multifunction display, which indicates the pH- value or V-value and temperature; Automatic calibration with 5 pre-programmed standard buffers (pH 4.01; 6.86; 7.01; 9.18; 10.01); Graphic symbols to calibrate and use the unit; Temperature compensation automatic and manual; pH 0 - 14mV ± 1999 (ORP), Range ± 399.9 (ISE), °C 0 - 100, pH 0.01mV 1 (ORP); Resolution 0.1 (ISE), °C 0.1, pH ± 0.01mV ± 1 (ORP), Accuracy ± 0.2 (ISE) °C ± 0.5 | Set
| pH meter Large, dual LCD display with pH and temperature results simultaneously (with ATC probes); pH range: 0 - 14; Electrode and swing arm; Temp. range: 0 - 100°C; Temp. resolution: 0.1°C; 3 point calibration; Auto-buffer recognition; Recorder output; Accuracy (pH) and plus mn; 0.01; Detection range 0 - 14pH; Power supply: AC 220-230V, 50-60Hz; Power cord with 3 round pin top; Appropriate voltage stabilizer | Set
| NWRL-Reagent | Section header
| Sharp metal hollow punch set: Set of hollow punch with size: 1/8, 5/32, 3/16, 7/32, 1/4, 5/16, 3/8, 7/16, 1/2, 9/16, 5/8, 3/4; Material: Carbon steel; Quality: rust free type; easy to clean and durable | Set
| Methyl yellow Dye | 125ml/100gm
| Pipette tips, 5000μL (5mL), Non-sterile, Disposable tips | 100/pkt
| Helium gas 5.0 Laboratory grade for GC-MS, purity 99.9999%; Volume: 60-80 L; Cylinder type: Carbon steel; Valve: Brass | Set
Virology and Molecular Laboratory | Foetal bovine serum, Qualified | 500mL
| Tissue culture flask 25cm2 | Piece
| Thermal cycler: Sample capacity 96 x 0.2mL tubes, 0.2mL tube strips, or 1 x 96 well plate; Max. ramp rate, 4°C/sec; Average ramp rate, 2.5°C/sec; Temperature: 4-100°C; Accuracy +/-0.5°C; Uniformity 0.5°C well-to-well within 30sec of arrival at target temperature; Display 5-6" colour touch screen; Port 1 USB A; Memory 500 typical programs; Unlimited with USB flash drive expansion; Operational Environmental conditions: Temperature (+5 to +40) deg celcius ,Relative Humidity ( 4 to < 90)%, Altitude ( 200 to 3000 ) mtrs, Atmospheric Pressure (500 to 800) mmHg ; Power Supply : 230V ± 6% , 50 Hz ± 1 % ; Power cord with 3 round pin top; noise:<50dBA; Efficiency;minimum 85%; Appropriate Voltage Stabilizer | set
| Spinner Mini-centrifuge/Vortex interchangeable rotors; Speed control: of 1000 - 6000RPM (increment 100 RPM); Spin timer: 1sec - 30 min; Safety lid lock; Power supply: AC 220-230V, 50-60Hz; Power cord with 3 round pin top | Set
| Pipette, Electronic, Single channel 0.5-5mL | each
| RNA/DNA extraction platform, Automatic: Volume 20-200µL; Capacity 12-24 samples/run; Collection efficiency of the particles >99%; Optimal particle size, 0.5-10µm; Magnetic rods (fixed) 2 x 12 format; Microplates (Disposable) capacity 2 plates; 2 x 12 separate strips; Tip combs (Disposable), 2x12 format; Processing temperature, Ambient (no heating block), Software, Preloaded software; Keyboard/Display, START/STOP/four cursor keys/LCD; Power supply 220-240V, 50Hz; Power cord with 3 round pin top | Set
| Laboratory freezer, Ultra-Low 450-500L: Upright type (-86°C), Push button LCD display; 3 Shelves; Temperature range: -50 to -86450-500LC; Double door; Operational Environmental conditions: Temperature (+5 to +40) deg celcius ,Relative Humidity ( 4 to < 90)%, Altitude ( 200 to 3000 ) mtrs, Atmospheric Pressure (500 to 800) mmHg ; Power Supply : 230V ± 6% , 50 Hz ± 1 % ; Power cord with 3 round pin top; Single phase 2 KVA Online UPS with atleast 6 Nos of 12V 9Ah batteries; Output voltage: 230 +/- 6% , 50 Hz; noise:<50dBA; Efficiency;minimum 85%. | set
| MagMAX Viral/pathogen ultra nucleic acid isolation kit (Cat#A42356) | 100/Pkt
| Microcentrifuge tube 1.5mL | 500/Pkt
| MicroAmp Optical Adhesive film, Applied Biosystems (Cat# 4311971) | 100/Pkt
| MicroAmp Optical 8 - cap strip, Applied Biosystem (Cat# 4323032) | 300/Pkt
| Primer and probe: KFD | 200µL
| PCR primers and probes for SARS -CoV 2 | Vial
| Thermo reactor Solid aluminum heating block for COD digestion; Accomodates 25 nos.; Closed cap vials of 16mm dia; Digital timer turns off power automatically after elapsed time; Power supply: AC 220-230V, 50-60Hz; Power cord with 3 round pin top | Set
| Thermal Cycler, Rotary: Optical range spanning UV to infrared wavelengths; High performance in multiple applications; Detection: Photomultiplier; Up to 6 channels spanning UV to infra-red wavelengths; Thoroughput: 36, 72 and 100 samples per run based on rotor type; Certifications: CE, FDA, ISO, IEC or equivalent standards; Operational environmental conditions: Temperature 5-40oC; Relative humidity: 4 to <90%; Altitude 200-3000m; Atmospheric pressure 500-800mmHg; Power supply: AC 220-230V, 50-60Hz; Power cord with 3 round pin top; Appropriate voltage stabilizer | Set
| Agar gel, High resolution, Molecular biology grade | 100g
| MagNA Pure tip park , Piercing tool 0.2/rxn | 384/Pkt
| KF 96 KF plate, 200 μL | 48/Pkt
| Trypsin diluent | 500mL
| Media filtration assembly: Filter radius size 47 mm, 500 ml, available with Merck 2. Filter :Filter available with Millipore size-0.22 µm x 7mm Item No-GVWP04700 3. Flasks: Filtering, Bolt Neck, with Tubulation 1000 ml capacity available with Borosil Cat No-5340029 4. Vacuum pump Max. Vacuum, L/min 6 Ryton head; EPDM membrane with fluoroelastomer valves 1. Media filter assembly | 1 each
| Laboratory freezer, Ultra-Low 450-500L: Upright type (-86°C), Push button LCD display; 3 Shelves; Temperature range: -50 to -86450-500LC; Double door; Power supply: AC 220-230V, 50-60Hz; Power cord with 3 round pin top | Set
| Freezer, Upright type (-50 to -85�C), 70L: Microprocessor controlled control panel with digital display; Adjustable alarm limits; Maintains display and alarm functions for 60 hours during power failure; Electronic alarm device and potential free contact for connection to an intenral alarm system; Serial interface for data transfer; SS internal cabinet; Energy saving maintenance-free cooling unit; Special insulation (up to 150 mm) and CFC free refrigerant; 6x storage rack for boxes; 48x storage boxes; Certifications: CE, FDA, ISO, IEC or equivalent standards; Operational environmental conditions: Temperature 5-40oC; Relative humidity: 4 to <90%; Altitude 200-3000m; Atmospheric pressure 500-800mmHg; Power supply: AC 220-230V, 50-60Hz; Power cord with 3 round pin top; Appropriate voltage stabilizer | Set
| KingFisher deep well 96 plate (Cat# 95040450) | 50/PKT
| Primer and probe: Para influenza-2 | 200µL
| Frame strip with flat caps, Low profile | 960/pkt
| KingFisher 96 tip comb for deep-well magnets for Flex, Apex and Presto (Cat# 97002534) | 100/PKT
| Primer and probe: Chikungunya | 200µL
| Incubator: Temperature: min. 10°C above ambient up to +80°C; Capacity: 400L, Dimensions W x H x D 700 x 900 x 500 mm, Maximum loading of chamber: 300 kg Door: fully insulated stainless steel door with2-point locking (compression door lock), inner glass door, Internals: 2 stainless steel grids; Interior: easy-to-clean interior,made of stainless steel,reinforced by deep drawn ribbing with integrated and protected large-area heating on four sides; | 1 each
| Weighing balance, Precision Weighing capacity upto 2000g; Readibility = 0.5g; Multipurpose; Touch free with LCD display screen; High precision and accuracy within -/+ 0.01g; Overload protection function; Internal rechargeable battery with charging adaptor; Power supply: AC 220-230V, 50-60Hz; Power cord with 3 round pin top | Set
| Primer and probe: MERS CoV | 200µL
| Pipette tips 5mL | 75/pkt
| Primer and probe: Enterovirus | 200µL
| Microcentrifuge tube with attached screw cap 1.5mL, PP, graduated, Temperature: -196°C to +121°C, Autoclavable, PP screw cap with silicone seal, with frosted marking field, Able to withstand centrifugation to 20000 x g | 1000/Pkt
| Primer and probe: Flu B | 200µL
| PCR primers and probes for Ebola | Vial
| SARS-CoV-2 community research panel | each
| MagNA Pure 24 Total NA isolation kit | 96/Pkt
| Template amplification and enrichment system | set
| Extraction kit, DNA | Kit
| Foetal bovine serum, Qualified | 500ml
| cDNA synthesis kit, Next-generation sequencing 10x | 32/pkt
| Micro-centrifuge: Swing-bucket rotors and adapter accommodate, 0.2-750mL tubes and bottles; Plate rotors for centrifugation of all types of MTP, PCR, cell culture or deep well plates; Fixed-angle rotors for high-speed applications in tubes from 0.2-85mL; High centrifugation speed of up to 20,913 x g (14,000RPM); Aerosol-tight caps and lids for easy, one-hand operation; Soft touch lid closure; Low access height for easy loading and unloading of samples; Automatic rotor recognition and imbalance detection; Power supply: AC 220-230V, 50-60Hz; Power cord with 3 round pin top | Set
| Optical 8 tube strip, 0.2mL, Applied Biosystem (Cat# 4316567) | 125/pkt
| PCR primers and probes for Cytomegalovirus | Vial
| KingFisher 96 tip comb for deep-well magnets for Flex, Apex and Presto (Cat# 97002534) | 100/Pkt
| Pipette aid, with rechargeable battery, volume range: 1-100ml,electrical requirements: 100 to 240V 50/60Hz, dispensing speed: 8, filter type:0.45 micron standard | 1 each
| Extraction kit, Viral RNA | 100/Pkt
| Extraction kit, RNA | 250/Pkt
| Oasig lyophilised 2x qPCR MasterMix kit (gensig) | 150/Pkt
| Mini-electrophoresis chamber with complete accessories; Gel size: 8 x 7cm; Spacers of 0.75 and 1.0mm thickness fused with glass plates; Sample loading guides; Two gel running capacity; Ridged combs 10 and 15 wells; Optional preparative combs; Gel cas; Operational Environmental conditions: Temperature (+5 to +40) deg celcius ,Relative Humidity ( 4 to < 90)%, Altitude ( 200 to 3000 ) mtrs, Atmospheric Pressure (500 to 800) mmHg ; Power Supply : 230V ± 6% , 50 Hz ± 1 % ; Power cord with 3 round pin top; Single phase 2 KVA Online UPS with atleast 6 Nos of 12V 9Ah batteries; Output voltage: 230 +/- 6% , 50 Hz; noise:<50dBA; Efficiency;minimum 85%. | set
| Incubator, Egg, Automatic: Automatically controlled, dedicated heater elements; One heater element submerged in water tray; Second heater to heat up the air temperature; Automatic temperature and humidity control; Automatic water refill; temperature range: 100 F or 82 - 88 degree celcius, humidity controller: 20 - 95%, , Size: 50 - 100 eggs; Operational Environmental conditions: Temperature (+5 to +40) deg celcius ,Relative Humidity ( 4 to < 90)%, Altitude ( 200 to 3000 ) mtrs, Atmospheric Pressure (500 to 800) mmHg ; Power Supply : 230V ± 6% , 50 Hz ± 1 % ; Power cord with 3 round pin top; noise:<50dBA; Efficiency;minimum 85%; Appropriate Voltage Stabilizer | set
| Streptococcus pneumoniae, Genesig: Catalogue no: Path-S. pneumoniae-standard | 150/Pkt
| Primer and probe: Flu A | 200µL
| Extraction kit, RNA | Kit
| Framestrip with flat caps, Low profile | 960/Pkt
| Neisseria meningitidis, Genesig: Catalogue no: Path-N. meningitidis-standard | 15/Pkt
| RNA/DNA extraction platform, Automatic: Volume 20-200µL; Capacity 12-24 samples/run; Collection efficiency of the particles >99%; Optimal particle size, 0.5-10µm; Magnetic rods (fixed) 2 x 12 format; Microplates (Disposable) capacity 2 plates; 2 x 1; Operational Environmental conditions: Temperature (+5 to +40) deg celcius ,Relative Humidity ( 4 to < 90)%, Altitude ( 200 to 3000 ) mtrs, Atmospheric Pressure (500 to 800) mmHg ; Power Supply : 230V ± 6% , 50 Hz ± 1 % ; Power cord with 3 round pin top; noise:<50dBA; Efficiency;minimum 85%. Appropriate voltage stabilizer | set
| Primer and probe: CCHF | 200µL
| Sodium chloride (NaCl) | 500g
| MagMAX Viral/Pathogen Kit , Applied Biosystem (Cat# A48310) | 2000/Pkt
| Corning filter | 250mL
| KingFisher 96 deep-well plate, Sterile (Cat# 95040460) | 50/Pkt
| Gentamicin reagent solution 50mg/mL for maintenance medium | 20ml
| Electrophoresis camera: Cable-free, High-resolution digital camera designed for rapid imaging and documentation of agarose gels; Camera functions should include real-time view, automatic capture, and image adjustment features | set
| RNA cleanup kit | 50/Pkt
| Medium, Dulbecco’s Modified eagle | 500ml
| DNA ladder (50bp, 100bp, 200bp, 500bp, 1kb) | Vial
| Albumin, Bovine Serum for Maintenance medium | 500ml
| SYBR Green, DNA binding dye, 100 ul | Bottle
| Viral RNA extraction kit, Mini | 250/pkt
| Milli-Q water | Bottle
| SYBR Green, Neo Green | Bottle
| Pipette tips 5mL | 75/pkt
| TAE buffer | Bottle
| Primer and probe: Human specimen control | 200µL
| Isopropanol 99% for freezing cell | 500ml
| Spoligotyping kit with controls and primers | Kit
| HEPES (1M) | 100mL
| PCR workstation Glass sides resistant to UV cracking; Equipped with 1 x 25W UV lamp (254nm), 1 x 15W white light lamp and 1 x UV/air cleaner (254nm) | Set
| Viral RNA extraction kit, Mini | 250/pkt
| Tissue pulp, Bench surface protection; Smooth with a thick, laminated polyethylene layer 570 x 450mm | 50/Pkt
| DNA labeling and detection kit: Unlabeled control DNA 1, 100µg/mL; Unlabeled control DNA 2, 200µg/mL; DNA dilution buffer; Labeled control DNA, 5.2µg/mL; 10x Hexanucleotide mix; 10x dNTP labeling mixture; Klenow enzyme, Labeling grade, 2U/µL; Anti-digoxigenin APconjugate, 750U/mL; NBT/BCIP Concentrated stock solution; Blocking reagent | Kit
| Primers and probes: A/H7N9 | 200μL/bottle
| Primers and probes: Para influenza-2 | 200μL/bottle
| Primers and probes: Adenovirus | 200μL/bottle
| Primers and probes: A/H5N | 200μL/bottle
| Primer and probe: SARS CoV-2 | 200µL
| Template amplification and enrichment system | set
| qRT-PCR kit, One-step | 500/Pkt
| Nuclease free water | Bottle
| Consumables (VML) | Section header
Equipment (VML)
| Sodium chloride (NaCl) | 500g
| Micro-centrifuge, 0.2mL tubes: Holds two 8-strip or 16 individual 0.2mL tubes; 6000 15,000-20,000RPM; 2000 x g; Convenient on/off switch; Power supply: 220-240V, 50Hz; Power cord with 3 round pin top | Set
| Primer and probe: Boca virus | 200µL
| Laboratory freezer, Vertical, -40°C: 400L capacity; Temperature range: 0 to -40°C; Temperature control: Microprocessor control display, set point and chamber temperature; Temperature sensitive alarm system (over and under temperature setting); A So-Low system with one hermetic compressor; CFC free refrigerants; Construction: Zinc coated galvanized steel chamber; Steel coated exterior; Certifications: CE, FDA, ISO, IEC or equivalent standards; Operational environmental conditions: Temperature 5-40°C; Relative humidity: 4 to <90%; Altitude 200-3000m; Atmospheric pressure 500-800mmHg; Power supply: AC 220-240V, 50Hz; Power cord with 3 round pin top; Appropriate voltage stabilizer | Set
| Primer and probe: A/H5N | 200µL
| Primer and probe: A/H7N9 | 200µL
| Nucleic acid amplifier system, Cartridge based (Automatic), 4 module :With desktop computer & 10 color detection system;Reaction site thermal controls: Solid state heater and forced-air cooling at each site; Reaction chamber with temperature accuracy ± 1.0°C; temperature sensors must be calibrated as per National Institute of Standards and Technology (NIST)-traceable standards ; Upto 16 independently-controlled reaction sites ;Heating ramp rates (max.): 10°C/sec from 50°C to 95°C; Cooling ramp rates (max.): 2.5°C/sec from 95°C to 50°C; Temperature duration accuracy: ± 1.0 sec from programmed time; Melt curve programmable ramp rates: 0.01°C/sec to 1.0°C/sec; Power Supply : 230V ± 6% , 50 Hz ± 1 % ; Power cord with 3 round pin top; 2 KVA online UPS with output voltage 230V ± 6% , 50 Hz ± 1 %, Minimum 2 Hours back up | set
| Tissue culture tube, Slant 11 x 1.5cm | Piece
| Primer and probe: Dengue | 200µL
| Consumables for Thermo Scientific KingFisher Flex | Heading
| Primer and probe: MR | 200µL
| Primer and probe: JE | 200µL
| ION XPRESS BARCODES 1-16, 1-16 | 10µl in each of Barcode
| ION AMPLISEQ LIB KIT PLUS, 96 RXN | 96 Reaction
| DNA polymerase, 5 units/µL: Recombinant enzyme; Substrate analogs: dNTP, ddNTP, dUTP, biotin-11-dUTP, DIG-11-dUTP, fluorescent-dNTP/ddNTP; Extension rate: 2-4 kb/min at 72°C; Half-life: 10 min at 97°C; 60 min at 94°C; Amplification efficiency: =105 fold; 5'>3' exonuclease activity; Extra A addition | 500U
| Centrifuge tube, Conical with cap 2mL | Piece
| Lyophilizer, 4 - 5L: Condenser temperature: -80 to -90°C; Ice condenser performance: remove at least 2.5-3L of water in 24 hour; Ice capacity per day: 3-3.5L; LC display of system operation and set parameters; Automatic defrosting function; Power supply: AC 220-230V, 50-60Hz; Power cord with 3 round pin top; Appropriate voltage stabilizer | Set
| Primer and probe: RSV | 200µL
| Microtiter tube 1.3mL, 8 strips, Attached strip cap, Sterile | 10/Pkt
| Primer and probe: Rotavirus | Set
| Micro-centrifuge: Microprocessor controlled for microliter tubes; Max. capacity: 30 x 2.2mL or 12 x 10mL AOR tubes with screw cap; 6 angle rotors; 1 swing out rotor; 1 microhematocrit rotor speed: 500-16,000RPM/22,000RPM, in steps of 100RPM; RCF: 20,464 x g / 37,878 x g, in steps equivalent to 100RPM; Audible signal at end of run and with failure message timer, up to 60 min, in 1 min increments, on request up to 999 min; HOLD for longer runs/PULSE for short runs 9 acceleration and deceleration; Brushless induction drive SS chamber with additional inner guard ring overspeed detection, Imbalance detection and cut-off motorized lid lock; Automatic lid opening; Emergency lid lock release; LCD display for both current and preset values of speed/g-force, time and temperature; Touchscreen; Power supply: AC 220-230V, 50-60Hz; Power cord with 3 round pin top | Set
| Primer and probe: Leptospirosis | Set
| cDNA synthesis kit, Next-generation sequencing 10x | 32/pkt
| Documentation system, Molecular imaging gel, Fluorescence: Colorimetry/densitometry; Max. sample size: 28 x 36cm; Max. image area: 19.4 x 26cm; Excitation source: Epi-white light and trans-UV (302 nm); Illumination control: 3 modes (trans-UV, trans white, epi-white); Detector: CCD; Image resolution: 4 megapixels; Pixel size (H x V): 4.65 x 4.65m; Filter holder: 3 positions (2 for filters, 1 without filter); Emission filters: 1 included (standard), 3 optional; Dynamic range: >3.0 orders of magnitude; Pixel density (gray levels): 4,096; Dynamic flat fielding: Application specific, for all applications; Workflow automated selection: Application driven; user selected or recalled by a protocol; Workflow automated execution: Controlled by a protocol via application specific setup for image area, illumination source, filter, analysis, and reporting; Workflow reproducibility: 100% repeatability via recallable protocols; from image capture to quantitative analysis and reports; Autofocus: Precalibrated focus for any zoom setting or sample height; Auto-exposure: 2 user-defined modes (intense or faint bands); Power supply: AC 220-230V, 50-60Hz; Power cord with 3 round pin top; Appropriate voltage stabilizer | Set
| RT-PCR kit, SD Bio-Sensor | 96/Pkt
| Primer and probe: Brucellosis | Set
| PCR system, Real time: Calibrated dye: Cy3, Cy5, FAM, JOE, NED, ROX, SYBR Green, TAMRA, Texas Red, VIC; Capacity: 1 x 96-well plate (Fast), 12 x 8-tube strips; Dynamic range: 9 logs of linear dynamic range; External computer; For use with 7500 Fast Dx System; Format: 8-well strips, 96-well plate; Optics: CCD Camera, Five excitation and five emission filters, Halogen light source; Passive reference dye: Other passive reference dye, ROX (Pre-mixed), ROX (Separate tube); Peak block ramp rate: 5.5°C/sec; Precision: Distinguish between 5,000 - 10,000 genome equivalents (two-fold copy no. difference) with 99.7% confidence; Product size: 1 system; Reaction speed: Fast, Standard; Reaction volume range: 10-30µL; Run time: <2 hrs (Standard), 36min (Fast); Sample ramp rate: Fast mode: 3.5Real time C/sec; Standard mode: 1.6°C/sec; Sensitivity: Down to 1 copy of human RNAse P gene; Temp. accuracy: +/-0.5°C; Temp. range: 4 - 99.9°C; Temp. uniformity: 1°C; Thermal cycling system: Peltier-based system; Throughput: 4 to 5; 96-well plates per day; Power supply: AC 220-230V, 50-60Hz; Power cord with 3 round pin top; Appropriate voltage stabilizer | Set
| Semi-dry blotter for efficient transfer of proteins, DNA and RNA from agarose gel or polyacrylamide gels for Western blotting, Northern and Southern blot transfers | Piece
| Mini-electrophoresis chamber with complete accessories; Gel size: 8 x 7cm; Spacers of 0.75 and 1.0mm thickness fused with glass plates; Sample loading guides; Two gel running capacity; Ridged combs 10 and 15 wells; Optional preparative combs; Gel casting stand; No tapes or grease; Type of output: constant voltage or current with automatic crossover; Output terminals: 4 recessed sets in parallel; Timer: 0.999 minutes; No load detection; Ground leak detection; Sudden load change detection; Overload /short circuit detection; Auto power up after power failure; Certifications: CE, FDA, ISO, IEC or equivalent standards; Operational environmental conditions: Temperature 5-40oC; Relative humidity: 4 to <90%; Altitude 200-3000m; Atmospheric pressure 500-800mmHg; Power supply: AC 220-230V, 50-60Hz; Power cord with 3 round pin top | Set
| Rnase Away | 500mL
| Microfuge/minispin spinner Mini-centrifuge sprout; Easy to use functions; Rotor: 6000RPM (2000 x g); Circular for: 6 x 1.5 and 2.0mL tubes, including adaptor for 6 x 0.4 and 0.5mL tubes, 3 x 0.4mL and 3 x 1.5 and 20mL tubes; Rectangular for two 8 x 0.2mL PCR tube-strips or 16 individual 0.2mL PCR tubes; Power supply: AC 220-230V, 50-60Hz; Power cord with 3 round pin top | Set
| Spoligotyping kit without controls and primers | Kit
| 2 magnet for processing samples upto 16 nos | piece
| Nucleic acid amplifier system, Cartridge based (Automatic) 4 site with 4 modules, Desktop | Set
| Molecular imaging gel documentation system Fluorescence; Colorimetry/densitometry; Max. sample size: 28 x 36cm; Max. image area: 19.4 x 26cm; Excitation source: Epi-white light and trans-UV (302 nm); Illumination control: 3 modes (trans-UV, trans white, epi-white); Detector: CCD; Image resolution: 4 megapixels; Pixel size (H x V): 4.65 x 4.65�m; Filter holder: 3 positions (2 for filters, 1 without filter); Emission filters: 1 included (standard), 3 optional; Dynamic range: >3.0 orders of magnitude; Pixel density (gray levels): 4,096; Dynamic flat fielding: Application specific, for all applications; Workflow automated selection: Application driven; user selected or recalled by a protocol; Workflow automated execution: Controlled by a protocol via application specific setup for image area, illumination source, filter, analysis, and reporting; Workflow reproducibility: 100% repeatability via recallable protocols; from image capture to quantitative analysis and reports; Autofocus: Precalibrated focus for any zoom setting or sample height Auto-exposure: 2 user-defined modes (intense or faint bands); Certifications: CE, FDA, ISO, IEC or equivalent standards; Operational environmental conditions: Temperature 5-40oC; Relative humidity: 4 to <90%; Altitude 200-3000m; Atmospheric pressure 500-800mmHg; Power supply: AC 220-230V, 50-60Hz; Power cord with 3 round pin top; Appropriate voltage stabilizer | Set
| Gel red, DNA stain 5000x | Vial
| Primers and probes: Flu-A | 200μL/bottle
| Electrophoresis chamber Output range (Programmable) 10-300V; Fully adjustable in 1V steps, 4-400 mA; Fully adjustable in 1mA steps, 75W (Max.); Power supply: AC 220-230V, 50-60Hz; Power cord with 3 round pin top | Set
| Laboratory freezer, Vertical, -80°C: Temperature range -50 to -86°C; Capacity Min.700-800L;With min. 3 SS, rust free shelves; Digital and Microprocessor temperature control; Audio and visual alarms for Voltage, Over heat, Over cool; Fixed in casters; Operational Environmental conditions: Temperature (+5 to +40) deg celcius ,Relative Humidity ( 4 to < 90)%, Altitude ( 200 to 3000 ) mtrs, Atmospheric Pressure (500 to 800) mmHg ; Power Supply : 230V ± 6% , 50 Hz ± 1 % ; Power cord with 3 round pin top; Single phase 2 KVA Online UPS with atleast 6 Nos of 12V 9Ah batteries; Output voltage: 230 +/- 6% , 50 Hz; noise:<50dBA; Efficiency;minimum 85%. | set
| KingFisher deep well 96 plate (Cat# 95040450) | 50/Pkt
| Primer and probe: Para influenza-1 | 200µL
| MicroAmp Fast 96-Well Reaction Plate without barcode, 0.1mL, Applied Biosystem (Cat# 4346907) | 10/Pkt
| KingFisher Duo Tip comb for 96 DW plate (Cat#97003500) | 50/Pkt
| Primer and probe: Rhinovirus | 200µL
| Ice maker: Production capacity: up to 200kg of slab ice cubes in a 24-hour; Frees tanding design; Flexible placement options; Modular design; Air-cooled condenser; CFC-free refrigerant; Automatic overfill prevention; Electronic controls; SS construction; Power supply: AC 220-230V, 50-60Hz; Power cord with 3 round pin top | Set
| AMPure XP Kit | Piece
| Primer and probe: A/H3 | 200µL
| SARS-CoV-2 community research panel | each
| Versene solution 10X | 500mL
| 96 side magnet, for processing samples upto 96 nos | Piece
| Electrophoresis device: Consisting of a power supply, blue light transilluminator, and amber filter to enable gel separation and real-time sample tracking of samples in agarose gels pre-stained with DNA stains; Pre-programmed with protocols for each type of agarose gel | set
| Liquid nitogen, Compact design, Suitable for both manual and computerized inventory record-keeping methods; Outstanding temperature uniformity: samples stored below -180�C, even when less than 2? (5cm) of liquid nitrogen remains in the vessel; Audible alarm that sounds when nitrogen level falls below safe range; Dry remote alarm contact for remote monitoring; Advanced vacuum insulation | Set
| MagMAX-96 viral RNA isolation kit (Cat# AM1836) | 96/Pkt
| Pipette, Electronic, Single channel 0.5-5mL | each
| Amphotericin B 250µg/mL for maintenance medium | 20ml
| Water Bath: Specifications: Chamber Capacity: 34.5 liters (9.1 gallons) Temperature Display: Ambient +5 °C to 99.9 °C Dimensions (L x W x H) Work Area: 12 x 27 x 7.5 in (30.5 x 68.6 x 19.0 cm) Overall without cover: 14 x 36.5 x 9.5 in. (35.6 x 92.7 x 24.1 cm) Shelf: 11 11 x 26.5 in. (27.9 x 67.3 cm) Electrical Specs (50/60Hz) 120V : 1550 Watts 230V: 1550 Watts Temperature controller provides +/-0.05 °C uniformity at 37 °C and sensitivity of +/-0.05 °C with stainless steel gable cover  Water flow directed around bath perimeter  Elevated sample platform for more thorough circulation  Easy-to-maintain, corrosion resistant construction  Automatic sensor to protect bath from overheating  Single switch control for heater and circulator pump  Meets ASTM E715 Class IIA standards for uniformity | 1 each
| PCR plate, 96-well, Semi-skirted, Flat deck (Cat# AB-1400) | 25/Pkt
| KingFisher Duo Elution strip (Cat# 97003520) | 40/Pkt
| Sequencer system, Next-generation: Server storage: 12TB; Max. throughput/day (chip type): 15Gb; Total sequencing and analysis time at maximum throughput: 19 hr, Compatible chips: Ion 510, 520, 530, and 540 chips | set
| KingFisher Plastics for 96 standard and PCR formats 200μL | 48/Pkt
| Documentation system, Imaging gel: Stain free imaging and UV-excitable dyes fluorescence; Colorimetry/densitometry; Gel doc: Flamingo, Oriole, SYPRO Ruby, Coomassie, Fluorescent Orange, or Krypton Stains; ethidium bromide, GelGreen, Gel Red, SYBR Safe, SYBR green, or SYBR Gold dyes; Bio-Rad stain-free gels; Max. sample size: 11.2 x 15cm; Max. image area: 11.2 x 15cm; Excitation source Trans UVB (302nm); Illumination control 2 modes: Trans-UV, Trans-White UV; Tray: 280-400nm, max 300nm, Blue tray: 430-460, max 440nm, White tray: visible spectra, Stain-free tray; Detector: CCD, Image resolution: 1392 x 1040 pixels (1.4megapixels); Emission filters: Tray-based; Dynamic range >3.0 orders of magnitude; Pixel density (gray levels): 4,096; Dynamic flat fielding; Power supply: AC 230V ± 6% , 50 Hz ± 1 % ; Power cord with 3 round pin top; Appropriate voltage stabilizer | set
| Madine Darby Canine Kidney Cell Lines | Vial
| Primers and probes: A/H3 | 200μL/bottle
| MagNA Pure sealing foil (0.04/rxn) 100 foils | 2500/Pkt
| The cryogenic freezer features the highly reliable TRUE DUAL™ technology comprised by two independent systems offering double security. In the unlikely event that one cooling system should fail, the second cooling system will maintain the CRYO freezer at -130°C. Temperature range: -130 to -150 degree celcius, Capacity: 250 - 500 Litre. The cryogenetic freezer is required for a wide variety of research and long-term storage applications for low temperature scientific experiments, preservation of cells, DNA, bone material, bacteria, etc. With its superior cooling precision and features, it is the perfect choice for testing special material, ideal for hospitals, university laboratories, military industry or sanitation stations. The cryo freezer can be supplied with our 9x9 or 10x10 cryoboxes, for secure handling of your samples; Operational Environmental conditions: Temperature (+5 to +40) deg celcius ,Relative Humidity ( 4 to < 90)%, Altitude ( 200 to 3000 ) mtrs, Atmospheric Pressure (500 to 800) mmHg ; Power Supply : 230V ± 6% , 50 Hz ± 1 % ; Power cord with 3 round pin top; Single phase 2 KVA Online UPS with atleast 6 Nos of 12V 9Ah batteries; Output voltage: 230 +/- 6% , 50 Hz; noise:<50dBA; Efficiency;minimum 85%. | set
| Haemophilus influenzae, Genesig: Catalogue no: Path-H. influenzae-standard | 150/Pkt
| Primers and probes: H1N1 (pdm 09) | 200μL/bottle
| Primers and probes: Boca virus | 200μL/bottle
| Trypsin diluent | 500mL
| Non-essential amino acids solution, MEM | 100ml
| MagNA Pure tip 1000µL | 3840/Pkt
| Mini-blotter 13 x 13cm: Number of channel: 45; Channel volume: 110µL; Channel width: 1.5mm; Channel length: 13cm; Blot width: 13cm; Manifold: F2; Combs for gel electrophoresis (Combs for MN45, 9 Teeth, 1.5mm thick); Plate cushions for MN45 (9.6 x 7.0cm) (100/Pkt); Washing manifold for MN45 (F2); Top plate for MN45; Bottom plate for MN45; O-rings for manifold; Luer tubing assembly for manifold (LC002); Delrin screw (SR2); Minicleanse wash solution; Silicone lubricant 1 unit; Tubing adaptor assembly 1 unit | Set
| Rnase OUT | Vial
| Refrigerator (2-8⁰C) Capaticy:230ltrs,25ltrs for freezer, net Dimenision(W*H*D)(MM)…532*1519*594, Direct cooling,9 hrs cooling retention,with cyclopentane insulation and A/C compressor. | 1 each
| MagNA Pure LC total nucleic acid isolation kit, Lysis | 500/Pkt
| Incubator, Egg, Automatic: Automatically controlled, dedicated heater elements; One heater element submerged in water tray; Second heater to heat up the air temperature; Automatic temperature and humidity control; Automatic water refill; Automatic egg turning system tilting 45° once after every 30 minutes (no. of turns adjusted to user preference); Alarm for over and under heating; 2 in 1 combination (Setter and Hatcher in same incubator); Digital temperature and humidity display; Double colour coated steel wall construction; Thick sandwich panel insulated for excellent heat preservation during power cuts (up to 6 hours); Temperature control precision: 0.1°C; Window panel and inside light; Double fan system: circulating the heat and for ventilation; Hatchability above 95%; Easy to clean and disinfect; Suitable for hatching all kinds of poultry and bird eggs; 100% waterproof, both inside and outside; Power supply: AC 220-230V, 50-60Hz; Power cord with 3 round pin top; Appropriate voltage stabilizer | Set
| Primer and probe: Adenovirus | 200µL
| Microfuge spinner Max. RPM 6000, Max. RCF: 2000 x g; Capacity (tubes) : 8 x 1.5/2.0mL; Capacity (strips): 4 x 0.2mL strips: Deceleration: 2 seconds; Auto open lid; Electronic brake system; Wrench free rotor exchange; Power supply: AC 220-230V, 50-60Hz; Power cord with 3 round pin top | Set
| PCR primers and probes for CCHF | Vial
| Steam sterilizer, 1000 - 1500L: Integrated steam generator separated from the chamber; Housing support frame and pressure chamber made of corrosion-resistant stainless steel; Temperature and pressure range: 140°C, 4 bar absolute pressure; Tri-clamp connections on the pressure vessel; All fittings and valves in the supply lines made of stainless steel; All piping made of FDA-certified PTFE; Touch screen control; Number of sterilization programs (up to 100); Code-secured access rights for changing parameters and further safety-relevant intervention; Internal memory capacity for storing up to 10 years of data backups; Timer for programmable start time; Flexible PT-100 temperature sensor (class A); Additional temperature sensor in condensate exhaust; Special program for Durham tubes; Calculation of F0 value; Special program for destructive sterilization with fractional heating ; Waste water temperature: water-cooled and thermostatically controlled; Adjustable automatic opening of door at end of program; Network and USB ports for external data transfer; Text input for batch information (up to 20 characters); User account control (standard); Three permanently pre-configured and fixed user groups, each with one available user (Administrator, Operator or Supervisor); Validation port for introducing measuring equipment; Integrated feature for comprehensive batch documentation, with export as PDF and CSV; Time synchronization with time server via network or internet | Set
| Phosphate buffered saline (0.01M, PBS), pH 7.2 ±0.1 | 500ml
| 96 well plate sealer | Kit
| Primer and probe: Zika | 200µL
| KF 96 KF plate, 200 μL | 48/PKT
| VORTEX: Voltage;220-240V , Speed Range; 0-2500 rpm; Speed Display: Analog Type, Continuous /touch operation, Dimension 127x130 x160mm, Weight: 3.5 kg, orbital shaking Movement, Power, Outer Diameter 4 mm | 1 each
| Primer and probe: Para influenza-4 | 200µL
VML-Reagent
| Primer and probe: pdm InfA | 200µL
| KingFisher 96 deep-well plate, Sterile (Cat# 95040460) | 50/Pkt
| MicroAmp Optical 8-tube strip 0.1mL, Applied Biosystem (Cat# 4358293) | 125/Pkt
| Flurometer: Dynamic range, 5 orders of magnitude; Processing time: ≤5 seconds/sample; Light sources: Blue LED (max ~470nm); Red LED (max ~635 nm); Excitation filters: Blue 430-495nm; Red 600-645nm; Emission filters: Green 510-580nm; Red 665-720nm; Detectors: Photodiodes; measurement capability from 300-1000nm; Calibration type: 2- or 3-point standard; Tube type: 0.5 mL Real Time PCR (polypropylene) tubes; Warm-up time < 35 second; Fast and highly accurate quantitation of DNA, RNA, and protein > 3sec/sample; High levels of accuracy using only 1-20μL of sample; On-board reagent calculator; Store results from up to 1000 samples; Large 5.7inch, state-of-the-art color touch screen for easy workflow navigation; Graphical display when samples are in the extended range or out of range; Small footprint; Flexibility to export data to using a USB drive, or directly to your computer via a USB cable; Ability to personalize with the most run assays, add new assays, or even create own assays with the software and web tool; Pre-loaded program to test performance of fluorometer using the fluorometer verification assay kit | set
| Laboratory freezer, Vertical, -40°C: 400L capacity; Temperature range: 0 to -40°C; Temperature control: Microprocessor control display, set point and chamber temperature; Temperature sensitive alarm system (over and under temperature setting); A So-L; Operational Environmental conditions: Temperature (+5 to +40) deg celcius ,Relative Humidity ( 4 to < 90)%, Altitude ( 200 to 3000 ) mtrs, Atmospheric Pressure (500 to 800) mmHg ; Power Supply : 230V ± 6% , 50 Hz ± 1 % ; Power cord with 3 round pin top; Single phase 2 KVA Online UPS with atleast 6 Nos of 12V 9Ah batteries; Output voltage: 230 +/- 6% , 50 Hz; noise:<50dBA; Efficiency;minimum 85%. | set
| Primer and probe: HMPV | 200µL
| Primer mix, PCR detection of diarrhoeagenic E. coli | Bottle
| Primers and probes: Rhinovirus | 200μL/bottle
| Primers and probes: Para influenza-3 | 200μL/bottle
| Primers and probes: pdm InfA | 200μL/bottle
| Primers and probes: RSV | 200μL/bottle
| Nucleic acid amplifier system, Cartridge based (Automatic) 4 site with 2 modules, Desktop | Set
| Tissue forceps, Toothed 2 x 3 | Piece
| Gel Documentation system (Molecular- XR+ imaging system), Imaging gel: Stain free imaging and UV-excitable dyes fluorescence; Colorimetry/densitometry; Gel doc: Flamingo, Oriole, SYPRO Ruby, Coomassie, Fluorescent Orange, or Krypton Stains; ethidium bromide, GelGreen, Gel Red, SYBR Safe, SYBR green, or SYBR Gold dyes; Bio-Rad stain-free gels; Max. sample size: 11.2 x 15cm; Max. image area: 11.2 x 15cm; Excitation source Trans UVB (302nm); Illumination control 2 modes: Trans-UV, Trans-White UV; Tray: 280-400nm, max 300nm, Blue tray: 430-460, max 440nm, White tray: visible spectra, Stain-free tray; Detector: CCD, Image resolution: 1392 x 1040 pixels (1.4megapixels); Emission filters: Tray-based; Dynamic range >3.0 orders of magnitude; Pixel density (gray levels): 4,096; Dynamic flat fielding; Operational Environmental conditions: Temperature (+5 to +40) deg celcius ,Relative Humidity ( 4 to < 90)%, Altitude ( 200 to 3000 ) mtrs, Atmospheric Pressure (500 to 800) mmHg ; Power Supply : 230V ± 6% , 50 Hz ± 1 % ; Power cord with 3 round pin top; noise:<50dBA; Efficiency;minimum 85%. Appropriate voltage stabilizer | set
| Viral transport medium, Microtest 3mL tube | 100/Pkt
| Primer and probe: H1N1 (pdm 09) | 200µL
| MagNA Pure 24 Processing cartridge (0.25/rxn) | 48/Pkt
| DynaMag-2 magnet for processing samples up to 16 numbers | piece
| Gentamicin reagent solution 50mg/mL for maintenance medium | 20ml
| Primer and probe: Para influenza-3 | 200µL
| KingFisher Duo Tip comb for 96 DW plate (Cat#97003500) | 50/PKT
| Non-essential amino acids solution, MEM | 100ml
| KingFisher Duo cap for elution strip (Cat# 97003540) | 40/Pkt
| Primer and probe: RP | 200µL
| Tissue culture flask 162cm2 | Piece
| KingFisher 12-tip Comb for Microtiter 96 deepwell plate | 50/Pkt
| Thermal cycler: Sample capacity 96 x 0.2mL tubes, 0.2mL tube strips, or 1 x 96 well plate; Max. ramp rate, 4°C/sec; Average ramp rate, 2.5°C/sec; Temperature: 4-100°C; Accuracy +/-0.5°C; Uniformity 0.5°C well-to-well within 30sec of arrival at target temperature; Display 5-6inch colour touch screen; Port 1 USB A; Memory 500 typical programs; Unlimited with USB flash drive expansion; Power supply: AC 220-230V, 50-60Hz; Power cord with 3 round pin top; Appropriate voltage stabilizer | Set
| Primers and probes: Para influenza-4 | 200μL/bottle
| Primers and probes: Flu-B | 200μL/bottle
| Tissue culture flask 75cm2 | Piece
| PCR hood: Microprocessor controller; Class 100 (ISO 5) vertical laminar flow air; Polycarbonate and polypropylene design; Full access folding sash; Unibody plastic design; Digital UV light timer 0 - 59 min. Lab event timer; 24?, 32?, and 48? Widths; nominal depth 24?; Variable speed blower control; 254nm UV light with user set digital timer; Constant HEPA filter monitoring; Constant monitoring and alerts effectiveness of the shortwave UV bulb life; Certifications: CE, FDA, ISO, IEC or equivalent standards; Operational environmental conditions: Temperature 5-40oC; Relative humidity: 4 to <90%; Altitude 200-3000m; Atmospheric pressure 500-800mmHg; Power supply: AC 220-230V, 50-60Hz; Power cord with 3 round pin top; Appropriate voltage stabilizer | Set
| Primers and probes: HMPV | 200μL/bottle
| Primers and probes: Para influenza-1 | 200μL/bottle
| MicroAmp Fast 96-well reaction plate without barcode 0.2mL, Applied Biosystem (Cat # N8010560) | 10/Pkt
| Primer and probe: Nipah | 200µL

## Surgery
Category | Item Name | Pack Size
Endoscopy | Instruments (Endoscopy)
| Mechanical-cutting polypectomy snare | Piece
| Haemoclip for GI bleeding | Piece
| Polyethylene glycol powder 119 gm/bottle | 119gm/bottle
| ERCP guide wire,Navi pro,size diameter: 0.025 inch | Piece
| Accessories | Section header
| Stone ballon, ERCP | Piece
| Flexible cytology brush, Reusable | Piece
| ERCP guide wire,Navi pro, size diameter: 0.035 inch | Piece
| ERCP CBD Stent compatible with cotton liung | Piece
| ERCP cannula | Piece
| Endoscopy system: Camera control unit: Colour systems PAL/NTSC with integrated digital image processing module; Power unit 400A; Connecting cable for controlling peripheral devices; Images and videos should be recordable and transferable to drive; Light source: Xenon cold light fountain compact unit with built in 300W XENON lamp with manually variable light intensity from fiberscope or narrow-lumen rigid endoscopes; Colour temperature of 6000K for day light illumination; Highest colour immediately after power up; Fan for silent air-ventilation; Novel type of light source adapter for improved heat dissipation; Medical graded monitor: Screen 26inch to 32inch flat; Power supply 220-240V, 50Hz; Suitable Voltage stabilizer. Power cord with round 3 pin top | Set
| Suction cap | Piece
| Sclerotherapy injector (needle), Oesophageal varices | Piece
| Endoscope washer/disinfector | Set
| Pediatric biopsy forcep for gastroscopy | Piece
| Oesophageal stent | Piece
| Biliary stent(Single pig tail) :10fr-5cm,10fr-7cm,10fr-10cm | Piece
| Biliary stent (single pigtail):7fr-5cm,7fr-7cm,7fr-10cm) | Piece
| Endoscope cleaning brush, Reusable | Piece
| Stone basket, ERCP | Piece
| ERCP Stent, Double pigtail 7Fr, Length 7cm | Piece
| Pancreatic Stent(Single pigtail):5fr-5cm,5fr-7cm | Piece
| Biopsy forceps for colonoscope | Piece
| ERCP retrieval balloon catheter(Below) size(Balloon inflated O.D(mm):12-15 and 15-18 | Piece
| ERCP Syent, Double pigtail 7Fr, Length 10cm | Piece
| Pancreatic Stent(Single pigtail):7fr-5cm,7fr-7cm,7fr-10 fr) | Piece
| Biliary stent (Straight):7fr-7cm,7fr-10cm | Piece
| Alliance(TM) ii integrated inflation and lithotripsy device | Piece
| Percutaneous Endoscopy gastrotomy(PEG)set | Set
| Video colonoscope, Flexible, Reusable, Paediatric | Set
| UPS for the entire system | Piece
| Video endoscope Medical Monitor: Flat screen, 14 to 16 | Piece
| ERCP snare | Piece
| Hurricane biliary balloon(Size):6mmx4cm,8mmx4cm,10mmx4cm | Piece
| Oesophageal stent, Polymer-metal, Sterile | Piece
| Indigo carmine dye | Packet
| Video duodenoscope, Flexible, Adult | Set
| ERCP Guide wire.Hydra jag wire(Angle and straigh)size diameter:0.025inch,length:450cm | Piece
| Biliary stone removal basket(flower) and (cook) | Piece
| Graping forceps,/Foreign body removal forcep | Set
| Video colonoscope, Flexible, Reusable, Adult | Set
| Video gastroscope, Flexible, Adult | Set
Consumables (Endoscopy)
| Oesophageal dilator set | Set
| Pediatric biopsy forcep for gastroscopy | Piece
Endoscopic retrograde cholangiopancreatography
| Zero tip basket | Piece
| ERCP retrieval balloon catheter(Above).size balloon inflated O.D(mm) 12-15 and 15-18. | Piece
Equipment (Endoscopy)
| Retrieval basket | Piece
| Video-endoscope monitor, Flat screen, 14-16 inch | Set
| ERCP CRE balloon. Size inflated balloon O.D):8-10mm,12-15mm,15-18mm | Piece
| ERCP needle knife catheter | Piece
| Colonoscopy injection needle | Piece
| Endoscopic marker (India ink) 5mL vial | 5mL/Vial
| Gastroscopy injection needle | Piece
| Colonoscopy biopsy forcep | Piece
| Endoscope cholangiopancreatography guide wire, Retrograde, Stiff | Piece
| Rapid test kit for H. pylori | Kit
| Multiband ligature for oesophageal varices | Piece
| ERCP retrieval balloon catheter(Below) size(Balloon inflated O.D(mm):12-15 and 15-18 | Piece
| Biopsy forceps for upper GI endoscopy | Piece
| Sphincterotome, 3 lumen, Single use | Piece
| Endoscopy control/video imaging system | Set
| Gastro-Scope compatible to above processor | Piece
| Sphincterotome(TRUETome 39,44 and 49)3 lumen,single use | Piece
| Video gastroscope, Flexible, Paediatric | Piece
| Endoscopic gastrostomy set | Set
| Video duodenoscope, Flexible, Paediatric | Set
| Video endoscope Processor, 3 chips camera high definition | Piece
| Endoscope cholangiopancreatography guide wire, Retrograde, Nomal | Piece
| ERCP trapezoid(retrieval basket):basket diameter 2cm, and 2.5 mm | Piece
| ERCP Snare(15mm,20mm,25mm,30mm) | Piece
| Biliary stent Pusher, for 7fr and 10fr stent | Piece
| ERCP Guide wire(Hydra jag wire(straight angle)size diameter:0.035nch,length:450cm | Piece
Endoscopy - Accessories | Multiband Ligator for Esophageal verices | Piece
| Hemoclip for GI bleeding | Piece
| Esopageal dilator set | Set
| Biopsy forcep for upper GI ENDOSCOPY | Piece
| Cidex OPA (Ortho- Phthalaldehyde Solution | 5Ltrs
| Esopageal varices sclerotherapy injector (needle) | Piece
| Biopsy forcep for Colonoscope | Piece
| PEG (Endoscopic Gastrostomy Set) | Set
| Esopageal stents | Piece
General Surgery | Surgical loupe, 3.5X: Working distance 550mm, field of view diameter 115mm, size Large with elastic head band and soft nose bridge; Sports frame with featuring laser protection and eyepiece protection with elastic headband and soft nose piece, with lens protection device and side shields with soft case; Accompanied with powerful LED light source with integrated temperature control; With 3-step intensity control, charge level indicator and belt clip, adaptor to attach to the loupe, cable clip to connect the lamp cable to the carrier, with light intensity Up to 50,000 Lux (at distance of 300mm) , with 2 medical grade lithium-ion smart battery packs for fast charging, Processor controlled with power adapter; Power supply 220-240V, 50Hz; Power cord with 3 round pin top | Set
| Surgical loupe, 2.5X: Working distance 550mm; Field of view diameter 115mm; Size Large with elastic head band and soft nose bridge; Sports frame with featuring laser protection and eyepiece protection with elastic headband and soft nose piece, with lens protection device and side shields with soft case; Loupe accompanied with powerful LED light source with integrated temperature control; With 3-step intensity control, charge level indicator and belt clip, adaptor to attach to the loupe, Cable clip to connect the lamp cable to the carrier, with light intensity; Up to 50,000 Lux (at distance of 300mm), with 2 medical grade lithium-ion smart battery packs for fast charging; Processor controlled with power adapter; Power supply 220-240V, 50Hz; Power cord with 3 round pin top | Set
| Negative pressure wound therapy system: Rechargeable lithium battery with approx. 6 hours; Low battery alarm when <2 hours; Power Supply : 230 V ± 6% , 50 Hz ± 1 % ; Power cord with 3 round pin top. | Set
| Equipment | Section header
| Laparoscope set: Latest version, High end; Video monitor HDTV: Fully digital, super high resolution image with stable and flicker free image quality; Large LED screen (26 " and above); Laproscope camera with control unit; HD camera: Unprecedented colour reproduction, high degree fidelity, horizontal image resolution, HD video system with video recorder in build, Storage Minimum 50 GB, Compatible with flexible video scope and video laryngoscope, Auto white balancing system; Light source: LED, high intensity for illumination of whole body abdomen, continuous light intensity, both automatic and manual adjustable, fiber optic cable, (10 mm and 250 cm); CO2 insufflator: Electronic system laparoflator, Pressure 4-30 mm Hg, Flow rate 1-50 L/min, key board, build in gas warmer, with tubing, high degree of safety, large display for status checking and respond to abdominal gas; Regulator should be compatible to D- type CO2 cylinder; Laparoscopic suction irrigation machine; lapropump and holder for irrigation stand, irrigation tube set, Filer for aspiration, aspiration cable container 3 L, Autoclavable pack and mounting, Electronic trolley; Automatic hight adjustable, wheel with breaks, Camera lense 30° 10 mm; Power Supply : 230 V ± 6% , 50 Hz ± 1 % ; Power cord with 3 round pin top and 2 KVA online UPS. Certifications: CE, FDA, ISO, IEC or equivalent standards; (Standardised Brands: Karl Storz or equivalent or higher) | set
| Laparoscope set: Latest version, High end; Video monitor HDTV: Fully digital, super high resolution image with stable and flicker free image quality; Large LED screen (26inch and above); Laproscope camera with control unit; HD camera: Unprecedented colour reproduction, high degree fidelity, horizontal image resolution, HD video system with video recorder inbuild, Storage Minimum 50GB, Compatable with flexible video scope and video laryngoscope, Auto white balancing system; Light source: LED, high intensity for illumination of whole body abdomen, continious light intensity, both automatic and manual adjustable, fiber optic cable, (10mm and 250 cm); CO2 insufflator: Electronic system laparoflator, Pressure 4-30mmhg, Flow rate 1-50L/min, key board, build in gas warmer, with tubing, high degree of safety, large display for status checking and respond to abdominal gas; Reguator should be compatable to D- type CO2 cylinder; Laparoscopic suction irrigation machine; lapropump and holder for irrigation stand, irrigation tube set, Filer for aspiration, aspirtion cable container 3L, Autoclavable pack and mounting, Electronic trolley; Automatic hight adjustable, wheel with breaks, Camera lense 30° 10mm; Power supply: AC 230-240V, 50-60Hz; Power cord with 3 round pin top; Appropriate voltage stabilizer and Online UPS (Standardised Brands: Karl Storz) | Set
Laparoscopy | Forceps, Dissecting, Maryland 32.2cm, 5mm | Piece
| Forceps, Babcock, Laparoscopic 5mm Size 5mm | Piece
| Forceps, Allies, Laparoscopic 5mm, 32.2cm | Piece
| Laparascopic camera cover sterile, length 250cm, Dia 15cm. | Piece
| Ligating clip, Large | Piece
| Scissors, Metzenbaum, Curved, Narrow tip 5mm, 32cm | Piece
| Light guide adaptor A03203A for Richardf Wolf Telescopes | Piece
| Pylorotome, Distendable 3mm, length 20cm | Piece
| Camera head 85261.501 compactible with camera cable 5509012 | Piece
| Fiber optic light cable WA03310A compatible with light sourceCVL-190 Dia 4.25mm, length 3m. | Piece
| Scalpel set, Harmonic | Set
| Scissors, Metzenbaum, Curved 5mm, 32cm | Piece
| Scissors, Curved with monopolar cautry | Piece
| Forceps, Dolphin, Laparoscopic 5mm, 32.2cm | Piece
| Abdominal trocar, Disposable 5mm | Piece
| Reducer: (from 12 mm to 5 mm ) compatible to Trocar | Piece
| Clip applier, Hem-o-lock, Medium/ Medium large/Large/Extra large | Set
Consumables (Laparoscopy)
| Ligating clip, Hem-O-lock, Extra large | Piece
Equipment (Laparoscopy)
| Trocar, Metal 10 mm reusable with 20 nos rubber cap | Piece
| Rubber cap, Laparascopic 10mm | Piece
| Abdominal trocar, Disposable 12mm | Piece
Laparoscope system, HD, 10mm: Total length 377mm; Working length 310mm; Direction of view 30°; Field of view 75°; Best focus 50mm; Image size: Full screen; Mask w/o nose; Autoclavability; The construction materials should have long term durability against thermal stress, for maximum sterility time and time again; Lead-free lenses; Three-part illumination design in laparoscopes; The junction between outer tube and main body should be Laser welding instead of TSE sealing Quick lock connection; The telescope-camera head connection should be precise, safe and easy to attach/detach. Sand-blasted outer tube
| Reducer: (from 10 mm to 5 mm ) compatible to Trocar | Piece
| Trocar, Metal 5mm reusable with 20 nos rubber cap | Piece
| Abdominal trocar, Disposable 3mm | Piece
| clip applier, Hem-O-lock, Medium | Piece
| Ligating clip, Hem-O-lock, Medium | Piece
| Note pusher, Laproscopic 5mm | Piece
| Ligating clip, Medium | Piece
| Laparoscopic Monopolar Diathermy cord: Compatible to the hand piece in use | Piece
| Liga clip: LT 300 | Piece
| Liga clip: LT 400 | Piece
| Laparoscopic Bipolar Diathermy cord: Compatible to the hand piece in use | Piece
| Grasper with monopolar cautery 33.2 cm, size 5mm | Piece
| Disposable 5mm abdominal trocar | Piece
| Claw extractor with monopolar with Ratiched handle 33.2 cm, size 5mm | Piece
| Clip applicator, Titanium, Single, Medium LT 300 | Piece
| Single clip applicator: LT 400 ( large Titanium clip) | Piece
| Disposable 10 mm abdominal trocar | Piece
| Grasper with monopolar cautery, Ratched handle 33.2cm, size 5mm | Piece
| clip applier, Hem-O-lock, Medium Large | Piece
| Forceps, Gall bladder holding, Fenestrated 5mm, 33.2cm | Piece
| Single clip applicator: Titanium clip mediun for LT 300 (Ethicon) | Piece
| Reducer 10-5mm compatible with trocar | Piece
| Oil for the instruments maintenance | Piece
| Disposable 12 mm abdominal trocar | Piece
| Specimen retrieval bag 15mm | Piece
| Dissector, Curved with monopolar cautery 33.2 cm, size 5mm | Piece
| Laproscopic Hook dissector : 5mm diameter shaft length 34 cm | Piece
| Dissector, Curved with bipolar cautery 33.2cm, size 5mm | Piece
| Metal trocar: size 5mm | Piece
| Laparoscopic Aspiration needle: size bigger than 20 Fr. | Piece
| Curved scissor with monopolar cautry | Piece
| Hand access port | Piece
| Forceps, Debakey, Laparoscopic 5mm, 32cm | Piece
| clip applier, Hem-O-lock, Large | Piece
| Note pusher, Laparoscopic 3mm | Piece
| Scissors, Metzenbaum, Straight 5mm, 32cm | Piece
| Laparoscopic forceps, Babcock 10mm, size 10mm | Piece
| Laparoscopic hook dissector 5mm dia., shaft length 34cm | Piece
| Fibrin glue for laparoscopic hernia repair | Piece
| Camera cable (20212034PAl) compactible with camera source 20212020 telecam Sl PAl | Piece
Instruments (Laparoscopy)
| Trocar, Metal 10mm | Piece
| Laparoscopic grasper, Bowl 5mm, 32cm | Piece
| Power cable (233-065-010) compatible with light source X-8000 (220-200-000) | Piece
| Laparoscopic forceps, Allies 5mm, 32.2cm | Piece
| Aspiration needle, Laparoscopic Size larger than 20Fr | Piece
| Extractor claw 10mm, 32cm | Piece
| Forceps, Dorsey Fenestrated, Laparoscopic 5mm, 32cm | Piece
| Forceps, Micro-nose, Laparoscopic 5mm | Piece
| Abdominal trocar, Disposable 10mm | Piece
| Suction and irrigation cannula 2 mm, 120 & 160 mm for Fukushima | Piece
| Fiber optic light cable (233-065-010) compatible with light source X-8000 (220-200-00) | Piece
| Forceps, Kleppinger, Laparoscopic 5mm, 32cm | Piece
| Needle holder, Laparoscopic 32.2cm, 5mm | Piece
| Scissors, Hook blade 5mm, 32cm | Piece
| Camera cable CH-S190-XZ-E compactible with camera source CH-S190-XZ length 2.8m, 2.5mm Dia | Piece
| Percutaneous pyloric spreader 3mm, length 20cm | Piece
| Camera cable (2021020) compatible with camera source (22220050) | Piece
| Suction and irrigation cannula 2.7 mm, 120 & 160 mm for Fukushima | Piece
| Camera cable (1188-020-122) 24mm compactible with camera source (1188HD) | Piece
| Cleaning brush, Size 16mm | Piece
| Diathermy cord, Bipolar, Laparoscopic compatible to the hand piece in use | Piece
| Scissors, Mini-straight 5mm, 32cm | Piece
| Laparoscopic forceps, Debakey 5mm, 32 cm | Piece
| Trocar, Metal 5mm | Piece
| Bowl grasper, Laparoscopic 5mm, 32cm | Piece
| Telescope lens 30 degree, 10mm | Piece
| Clip applicator, Titanium, Single, Large LT 400 | Piece
| Diathermy cord, Monopolar, Laparoscopic compatible to the hand piece in use | Piece
| Ligating clip, Hem-O-lock, Large | Piece
| clip applier, Hem-O-lock, Extra Large | Piece
| Suction and irrigation cannula 2.3 mm, 120 & 160 mm for Fukushima | Piece
| Forceps, Stone/tissue removal, Spoon type 31cm long, 10mm | Piece
| Metal trocar: size 10mm | Piece
| Suction and irrigation cannula 5mm, 32cm | Piece
| Merry lamp forcep: 32.2 cm, 5 mm | Piece
| Specimen retrieval bag 10mm | Piece
| Light guide adaptor 90°A0464 for Telescopes | Piece
| Reducer 12-5 mm compatible with trocar | Piece
| Laproscopic Babcock (10 mm), size 10mm | Piece
| Forceps, Modular, Laparoscopic 5mm, 32.2 cm | Piece
| Oil for the instruments maintenance | ml
| Curved dissector with Bipolar cautery 33.2 cm: size 5mm | Piece
Accessories (Laparoscopy)
| Needle holder, Laproscopic 32.2cm, 3mm | Piece
| Curved dissector with monopolar cautery 33.2 cm, size 5mm | Piece
| Gall bladder holding forceps fenestrated (grasping forceps). 5mm, 33.2 cm | Piece
| Dissecting forceps, Maryland 32.2cm, 5mm | Piece
| Irrigation and suction cannula | Piece
| Pyloric grasper 3mm, length 20cm | Piece
| Ligating clip, Hem-o-lock | Piece
| Extractor claw, Grasping with monopolar with ratchet handle 33.2cm, size 5mm | Piece
Laparoscopy - Instruments | CO2 regulator for D-type cylinder | Piece
| CO2 regulator for B-type cylinder | Piece
| CO2 cylinder D type | Piece
| CO2 cylinder B type | Piece
| High pressure Hose (CO2), connection length 10m | Piece
Laproscopy - Equipments | Laproscope lens | Piece
| Laproscope lens: 30 degree,10 mm | Piece
| Laproscopic CO2 insufflator: Power supply 220-240v, 50Hz. Power cord with round 3 pin plug top | Piece
| Laproscopic camera unit: flat screen, 18 inches | Piece
| Laproscopic Light cable: 0 degree,10 mm | Piece
| Laproscope set comprising of following items: a) Camera unit/source with camera cable. b) Light source / unit with light cable c) Medical monitor/screen 26 inch flat d) CO2 insulflator with CO2 cable. Should have power supply 220-230V, 50Hrz power cord of 3pin round top. | Set
| Laproscopic Medical Monitor: Power supply 220-240v, 50Hz. Suitable Voltage stabilizer. Power cord with round 3 pin plug top | Piece
| Laproscopic camera 3 chips high definition: Power supply 220-240v, 50Hz. Suitable Voltage stabilizer. Power cord with round 3 pin plug top | Piece
| Laproscopic Light source: compatible to the above light source | Piece
Neurosurgery and Vascular Surgery | Absorbent dressing, Low adherent 10 x 10cm | Piece
| Aneurysm clip 1/1(mm), Bent opening width 8.0 (8mm) | Piece
| Handpiece, Straight 90mm | Piece
| Horizontal Pituitary Curette, 45 degree Angle Right, 3 mm ring size, 18.5 cm length | Piece
| Penfield Dura dissector SS, length 21.5cm | Piece
| Cranial perforator, Hudson type 9 x 12 mm (Aesculap, Model No. GD670) | Piece
| Cottonoid with x-ray detectable markers and string attached 2 x 5cm | Packet
Equipment (Neurosurgery and vascular surgery)
| Cranial stabilization set: Skull clamp, 360° rotation of rocker arc with clamp and SS pins | Set
| Skull bone fixation system (cranial fixation system) Instruments consisting of applier,holding forceps, pin cutter, removal forceps, storage tray; instrument oil (aerosol);Sterilit instrument oil(bottle) ; Implants with clamp, 11mm (box of 12), clamp, 16mm (box of 6), clamp, 20mm (box of 6) Sterilit instrument oil (bottle) Container for storage tray | Set
| Aneurysm clip 1/1(mm), Bayonet opening width 11.0 (10mm) bayonet (l) opening width 13.0 (12mm) | Piece
| Suction unit with pressure control, Portable: With 2 jars. Power supply: 230-240 V/50 Hz. Vacuum capacity: 18 litres/min. Pressure: 80 kPa- 100 kPa. Bottle(s) to have an automatic cut off when full to prevent ingress of fluid to pump. Filter and overflow valve incorporated to prevent cross-contamination. Air line to pump to incorporate bacterial filter. should display parameters. Certification CE; EC Marked,US FDA; ISO certification. Electrical safety conforms to the standards for electrical safety IEC 60601-General requirements(or equivalent BIS Standard). Accessories: autoclavable Silicone Tubing , Autoclavable Transparent Cannula Holder, Anti-Bacterial Filters ( 4 ), Set of 4 canulaes with Holder : Yankhauer , Soft Universal Yankhauer, Diameter : 8.0/6.0 mm with anti-sticking Lumen and High Suction Lumen, Universal Soft Canulaes diameter : 6.0/4.0 mm, Frazier Canulaes (Fergusson) diameter :1,5/2.0/3.0/4.0 mm, Jackson Canulaes : 35 x 3 /45 X 3/25 X 4/35 X 4/45 X 4/55 X 4/60 X 4 cm | set
| Neurosurgery operating table: Elevation stroke: 480-980mm (High/low speeds); Trendelenburg (high/low speeds): Head down 40 degree; Head up 20 degree; Horseshoe head pad: Adult and Paediatric; Supine head pad; Lateral head pad with centre dish; Prone head rest: Medium; Prone head rest: Medium; Prone head rest: Large; Positioning Chest rolls: Adult and Paediatric; Stirrup pads: Boot/stirrup pad set; Battery: DC 12V x 6; Certifications: CE, FDA, ISO, IEC or equivalent standards; Operational environmental conditions: Temperature 5-40oC; Relative humidity: 4 to <90%; Altitude 200-3000m; Atmospheric pressure 500-800mmHg; Power supply: AC 220-230V, 50-60Hz; Power cord with 3 round pin top | Set
| Cranial fixation system: Consisting of Applier; Holding forceps; Pin cutter; Removal forceps; Storage tray; Instrument oil (aerosol); Instrument oil (bottle) ; Implants with clamp, 11mm (box of 12); Clamp 16mm (box of 6); Clamp 20mm (box of 6); Container for storage tray | Set
| Ultrasonic aspirator system : 1. universal handpiece 2. disposable tips for soft tissue -superlong straight tip, spetzler barracuda large diameter tip, straight tip, straight large diameter tip, straight micro diameter tip, spetzler barracuda tip, ring curette tip; 3. accessories - step torque wrench offset 7mm, cleaning wire, sterilization tray, console 110V(including foot pedal and IV pole), plastic suction canister reusable, disposable suction canister liner, disposable tubing set & extender filter tubing, cart. | Set
| Neurosurgery operating microscope, Portable | Set
| Frazier suction tube, Malleable, dia. 1.5mm, 23cm | Piece
| Rosen burr, dia. 3.1 mm for handpiece 120 mm (Aesculap, Model No. GD670) | Piece
| Artificial dural graft, Expanded, Polytetrafluoroethylene 4 x 4cm | Piece
| Bur with 12 blades, 8cm, 15cm width for Burr hole set | Piece
| Pituitary enucleator, Blunt 24.5 cm | Piece
| Artificial dural graft, Expanded, Polytetrafluoroethylene 5 x 5cm | Piece
| Aneurysm clip removal, Straight | Piece
| Craniotome cutter, Adult | Piece
| Ventricular puncture needle 3mm, length 12.5cm (Large) | Piece
| Aneurysm clip 1/1(mm), Straight, Opening width 6.2 mm (Blade Length-7 mm), Temporary | Piece
| Sugita dissector Silver tip, Malleable, Slim, Length 18cm | Piece
| Craniotome Handpiece, Fixed duraguard, Adult (Aesculap, Model No. GD670) | Piece
| Barrel burr, dia. 4.0mm for hand piece 120mm | Piece
| Aneurysm clip, Fenestrated large 1/1(mm), Straight, Opening width 11 (9mm), Medium | Piece
Consumables for electric craniotome
| Ventriculoperitoneal shunt system catheter, Silicone, Internal dia. 1.3mm, Outer dia. 2.5mm, Medium pressure, Length 90cm | Piece
| Drill 7cm, 2mm width | Piece
| Handpiece, Straight 120 mm (Aesculap, Model No. GD670) | Piece
| Perforator basket with covering lid with holders for motors, hand pieces, hose tools and other accessories (Aesculap, Model No. GD670) | Piece
| Aneurysm clip, Fenestrated 1/1(mm), curve , Opening width 5.5 mm ( blade length- 9 mm), 60 degree, Permanent | Piece
| Bipolar forceps, Non-sticky, Bayonet, Right curved, 45 degree tip 0.7 mm, 19-21 cm | Piece
| Spare cutter for perforator 6 x 9 mm (Aesculap, Model No. GD670) | Piece
| Saw blade, Micro-sagittal saw, Pencil shape 9/13/0.3/0.3 mm (Aesculap, Model No. GD670) | set
| Hypophyseal forceps dia. 3mm, 17cm | Piece
| Brain spatula, Malleable 6mm with 20cm (Large) | Piece
| Hydrocolloid dressing, Large | Piece
| Dura raspatorium elevator, SS, A length 20cm | Piece
| Ventricular puncture needle 2mm length 12.5 cm (Small) | Piece
| Cranial perforator, Hudson chuck 6/9 mm (Aesculap, Model No. GD670) | Piece
| Tracking reflective sphere | Piece
| Aneurysm clip 1/1(mm), Angular opening width 5.4 mm (Blade Length- 7.4 mm), Temporary | Piece
| Horizontal Pituitary Curette, Angle up, 5 mm ring size, 18.5 cm length | Piece
| Aneurysm clip, Fenestrated 1/1(mm), Straight, Opening width 5.5 mm ( blade length- 5 mm), 90 degree Permanent | Piece
| Aneurysm clip, Fenestrated 1/1(mm), curve, Opening width 5.5 mm ( blade length- 13 mm), 60 degree opposite, Permanent | Piece
| Tumor forceps 10mm width, 18cm | Piece
| Neurosurgery operating microscope (portable) | Set
| Dura hook 13.5cm | Piece
| Cranial elevator, SS 21.5cm, 2cm, 8.5mm (Large) | Piece
| Nitrogen Gas cylinder - D type | Piece
| Horizontal pituitary curette 90o, 18.5 cm | Piece
| Horizontal Pituitary Curette, 45 degree Angle Left, 5 mm ring size, 18.5 cm length | Piece
| Vascular dilator, Debakay, Malleable, dia. 1.5mm x 19cm long | Piece
| Butterfly needle, Scalp vein 26G | Piece
| Vascular dilator, Debakay, Malleable, dia. 1mm x 19cm long | Piece
| Bipolar forceps, Non-sticky, Bayonet, Right curved, 45 degree tip 1.5 mm, 19-21 cm | Piece
| Raspatorium, Double ended, SS, 21cm, 16mm, 7mm (Large ) | Piece
| Hudson brace with cranial burs and drills and snap-luck chuck, SS, length 25.5cm with Burr with 12 blades, 8cm, 15cm width; Bur with 8 blades, 11cm, 15cm width; Burr with 8 blades, 8cm, 15cm width | Set
Instruments (Neurosurgery and vascular surgery)
| DuraGen Suturable 3 inches x3 inches | Piece
| Laser system, Endovenous: Diode laser type; Class IV, Centre wavelength 1470nm; Max. power 12W to the laser output port, Aiming beam red Class IIIa diode laser, ≤5mW at port, wavelength 635-655nm, Pulse interval 100-1000ms; Interlock connector, Foot switch, MMC Card-32GB; Travel Case, Spare key; Power supply 220-240V, 50Hz; Power cord with 3 round pin top Accessories: USB memory card reader/writer, Warning Signs; Premium laser safety glasses; Standard laser safety glasses; Emergency reset device; Spare Fuses; Procedure kit set, Micro introducer kit set and catheters | Set
| MOCA (Flebogrif/ FLE6F90) Balton | Set
| Frazier suction tube, Malleable, dia. 3.5mm, 23cm | Piece
| Vascular dilator, Debakay, Malleable, dia. 2mm x 19cm long | Piece
| Tumor forceps 7mm width, 18cm | Piece
| Multipurpose vascular clamp with toothing 15cm long | Piece
| Tunnelling instrument for bypass grafting, dia. 10mm tunnelling tube and 680mm length with handle | Piece
| Aneurysm clip 1/1(mm), Angular opening width 6.2 mm (Blade Length- 10.5 mm), Temporary | Piece
| Surgical Clipper with fixed head new, unique cordless/ coded operation | Set
| Dural Graft Matrix (bovine pericardium), 12.5 x 12.5 cm | Piece
| Micro scissor sets (Regular tip/ Serrated tip/Bayonet tip scissors), Stainless steel, Length 225 mm and tip length 13 mm | set
| Aneurysm clip, Fenestrated 1/1(mm), Straight, Opening width 5.5 mm ( blade length- 5 mm), 45 degree, Permanent | Piece
| Pressure garment for burns | Piece
| Wound manager, Large | Piece
| Suction unit with pressure control, Portable: With 2 jars | Set
| Brain spatula, Malleable 4mm with 20cm (Medium) | Piece
Hydroactive gel for slough removal, 30g
| Laminectomy retractor, Gelpi 18.5cm | Piece
| Hydraulically operated micro-chair drive system: DC 24V, Elevation/lowering: 44cm-86cm, Back/forth and right left sliding: Free movement; Rotation counter and clockwise reclining up to 6 degree from vertical with arm rest; Insulation resistance of 400M ohm, leakage current 50 micro amperes; Compatible with microscope Leica M651 | Set
| Tissue grasping forceps, Dissecting, Size 30.48cm | Piece
| Carotid vascular patch, Collagen coated, Knitted polyester 2 x 8cm | Piece
| Aneurysm clip 1/1(mm), Straight, Small, Opening width 8.0 (7mm) | Piece
| DuraGen XS 3 inches x3 inches | Piece
| Frazier suction tube, Malleable, dia. 5mm, 23cm | Piece
| Perforator drill 8cm, 15mm width | Piece
| Diamond burr, dia. 3.2mm for handpiece 120mm | Piece
| Operating binocular Loupes with 4X times magnification | Piece
| Craniotome handpiece, Fixed duraguard, Adult | Piece
| Dura raspatorium elevator, SS, B length 18cm | Piece
| Reservoir set, Ommaya Burr hole style with dome size 2.5cm and with one ventricular catheter | Piece
| Twist drill, dia. 1.5 mm for handpiece 90 mm (Aesculap, Model No. GD670) | Piece
| DuraGen Secure 39 inches x 3 inches | Piece
| Surgical patty, x-ray detectable Size 1/2 x 3inch | �Piece
| Aneurysm clip applying forceps with locking device, Angled 30o | Piece
| Pin point cutter dia. 1.5 mm for handpiece 120 mm (Aesculap, Model No. GD670) | Piece
| Acron burr, dia. 6.0 mm for handpiece 90 mm, (Aesculap, Model No. GD670) | Piece
| Spare cutter for perforator 9 x 12 mm (Aesculap, Model No. GD670) | Piece
| Following accessories should be included with the machine (Electric Craniotome): A. Hand Piece: Hand Piece, straight, 120 mm. Hand Piece, straight, 90 mm. Hand Piece, straight, 160 mm. B. Craniotomy attachment: Craniotome hand piece. Fixed duraguard, adult. Fixed duraguard, paediatric. C. Craniotome cutter: Craniotome cutter, paediatric. Craniotome cutter, adult. D. Perforator: Perforator driver. Cranial perforator, 9 x 12 mm, Hudson type. Cranial perforator, 6/9 mm, Hudson type. Hudson chuck. Spare cutter for perforator, 9 x 12 mm. Spare cutter for perforator, 6 x 9 mm. E. Burrs: Rosen Burr D 3.1 mm for 120 mm hand piece. Diamond burr D 3.2 mm for 120 mm hand piece. Barrel burr D 4.0 mm for 160 mm hand piece. Barrel burr D 4.0 mm for 120 mm hand piece. Neuro cutter D 2.3 for 120 mm hand piece. Neuro cutter D 3.1 for 120 mm hand piece. Neuro cutter D 3.1 for 160 mm hand piece. Acorn burr D 6.0 mm for 90 mm hand piece. Pin point cutter D 1.5 for 120 mm hand piece. Twist drill D 1.5 mm for 90 mm hand piece. F. Micro sagital saw attachment: Micro sagital saw pencil shape. Saw blade for micro sagital saw 9/13/0.3/0.3 mm. G. Storage and maintenance: Oily spray for high speed motor and hand pieces. Oily spray for perforator. Perforator basket with covering lid with holders for motors, all hand pieces, hose tools and all other accessories. | Set
| Aneurysm clip, Fenestrated 1/1(mm), Straight, Opening width 5.5 mm ( blade length- 13 mm), 90 degree, Permanent | Piece
| Craniotome cutter, Paediatric (Aesculap, Model No. GD670) | Piece
| Dura forceps 12cm | Piece
| Hydrocellular cavity wound dressing | Piece
| Aneurysm clip 1/1(mm), Side ward bent, Opening width 11.0 (12mm) | Piece
| Intra Cranial Pressure Monitoring system with hydrophobic filter with two convient sites, sliding chamber, locking bracket, with drainage bag of capacity 700cc and system panel and patient connecting wire with barium impregnated silicon catheter tubing and ventricular silicon catheter of internal diameter 1.5 mm, outer diameter 2.8 mm, length 35 cm with CSF flow control valve of medium pressure 12 cm size. | Set
| Bipolar forceps, Non-stick, Curved upward, Tip 1.8 mm, 20cm | Piece
| Aneurysm clip removal, Angled 30o | Piece
| Bipolar forceps, Non-stick, Bayonet, Tip 0.8 mm, 20 cm | Piece
| Spare cutter for perforator 9 x 12mm | Piece
| Horizontal Pituitary Curette, Angle up, 3 mm ring size, 18.5 cm length | Piece
| Adhesive foam dressing, Sacrum shaped, Hydrocellular 17 x 17cm | Piece
| Neuroendoscopy instrument set: Injection needle 1.7mm; Deflecting mechanism for LASER probe and ring-grip handle, dia. 2.9mm, length 38cm; Grasping forceps dia. 2.7mm, working length 30cm; Biopsy forceps with working length 30cm; Scissor, Pointed with single action jaws (dia. 2.7mm) and double action jaws (1.7mm) with working length 30cm; Forceps for ventriculostomy, flexible with dia. 1mm; Coagulating electrodes: both unipolar and bipolar with dia. 1.7mm; Autoclavable holding systems consisting of socket, straight articulated stand, and clamping jaw; Hopkin's wide angle and straight forward telescopes 6°, with angled eyepiece, with instrument channel dia. 3mm, length 15cm, Autoclavable, fibre optic light transmission incorporated, colour code: Green; Hopkin's wide angle forward-oblique telescope 30° dia. 4mm, length 18cm colour code: Red; and Straight forward telescopes operating sheaths: O.D 6.5mm, working length 13cm; Obturators; Telescope bridges; Irrigation tube with luer-lock; Suction catheter, Disposable; Adapters; Containers for sterilization for telescopes, angled telescopes and instruments | Set
| Horizontal Pituitary Curette, 45 degree Angle Left, 3 mm ring size, 18.5 cm length | Piece
| Femoral sheath, Long 6Fr | Piece
| Saw guide, Gigli, Single, SS, 6mm width 30cm | Piece
| Neurosurgical patties, Sterile 20 x 20cm | Piece
| Aneurysm clip, Fenestrated 1/1(mm), Straight, Opening width 5.5 mm ( blade length- 9 mm), 45 degree Permanent | Piece
| Wound manager, Medium | Piece
| Neurosurgical patties, Sterile 20 x 50 cm | Piece
| Arteriovenous fistula vascular graft 6mm x 40cm | Piece
| Gauze strip, Occlusive impregnated with 3% Bismuth tribromophenate in petroleum blend | Piece
| Multi-Purpose Head Frame: Basal frame/E.Semicircular frame, Hand rest with slider /instrument support, Spring scalp HoOK retractors (6nos), Cotton plate, Head holder with 4 standard pins, Table attachment, Head pin standard, Self retaining retractors (Large, Small), Soft brain spatulas (Large tip width 6mm, medium tip width 4mm ,small tip width 2mm), Universal attachment 1no, Slide adjuster 1no, -shaped head rest (large and small) 1no Piece, Self retain retractor attachment 1no. | Set
| Raney scalp clip, Plastic, Disposable | Piece
| Horizontal Pituitary Curette, Angle down, 3 mm ring size, 18.5 cm length | Piece
| Rongeur, Small curved, SS, Length 15cm | Piece
| Neuronavigation system (Standardised Brands: Medtronic) | Set
| Electric Craniotome: Motor speed should be atleast 75,000 rpm at 8 bar pressure, motor should be light(preferable 85g or less), main motor unit should be detachable from cable, straight and angled attachment of various lengths should be available for cranial and spinal surgery, change of hand piece with mounted tool should be possible, motor should be converted to an angulated position with or without an adaptor, sound level should be very low, no intra-operative oiling of motor should be necessary, duraguard should be detachable from craniotome hand piece, so that same hand piece can be used for paediatrics, adults and spine surgery, quick coupling attachment should be available, single use and reusable burrs should be available, sterilization through flash or regular steam autoclave, perforator driver with cutter should be available , should be able to use saw hand piece with same system, in-built or optional irrigation pump should be available, five years warranty followed by AMC quote for next five years. Power supply 210-240V. The following accessories should be included: (Should be compatible with Leica microscope 651) | Set
| Aneurysm clip, Fenestrated 1/1(mm), Straight, Opening width 5.5 mm ( blade length- 9 mm), 90 degree, Permanent | Piece
| Horizontal Pituitary Rongeur, tooth hard edge, 45 degree, 13.4 cm, 4 mm Bite Curved | Piece
| Barrel burr, dia. 4.0mm for hand piece 160mm | Piece
| Fibreless dressing | Piece
| Puncture needle 20G | Piece
| Bur with 8 blades, 11cm, 15cm width for Burr hole set | Piece
| Diamond burr, dia. 3.2 mm for handpiece 120 mm (Aesculap, Model No. GD670) | Piece
| Neuro cutter, dia. 3.1 mm for handpiece 120 mm (Aesculap, Model No. GD670) | Piece
| Craniotome cutter, Adult (Aesculap, Model No. GD670) | Piece
| Vascular dilator, Debakay, Malleable, dia. 2.5mm x 19cm long | Piece
| Vascular dilator, Debakay, Malleable, dia. 4mm x 19cm long | Piece
| Tumescent tubing | Piece
| May Field Cranial stabilization skull clamps, Codman 360 degree rotation of rocker arc with clamp and stainless pins. | Piece
| Endovenous LASER System: Laser Type Diode laser, CW, class IV, Centre Wavelength 1470 nm, Maximum Power 12 W to the laser output port, Aiming Beam Red Class IIIa diode laser, &#8804;5 mW at port, wavelength 635655 nm, Pulse Interval 100 ms1000 ms, Power Supply 100240 V AC, 5060 Hz, 500 VA max, Dimensions (H x W x D) 150 mm x 370 mm x 325 mm (± 5 mm), Weight 12 kg max. DIODE LASER:VenaCure 1470 nm Laser | Set
| Portal drain | Piece
| Penfield Dura dissector, SS, length 24cm | Piece
| Dissecting and ligature forceps, Baby-mixer | Piece
| Cranial elevator, SS 21.5cm, 1.7cm, 7mm (Small) | Piece
| Craniotome cutter, Paediatric | Piece
| Penfield Dura dissector SS, length 29cm | Piece
| Three way connector | Piece
| Ventriculo-peritoneal shunt system, Malleable, Catheter passer length 90-120cm (Adult) | Piece
| Ventriculo-peritoneal shunt system, Malleable, Catheter passer length 55cm (Child) | Piece
| Horizontal Pituitary Curette, 45 degree Angle Right, 5 mm ring size, 18.5 cm length | Piece
| Sugita dissector Silver tip, Malleable, Slim, Length 23cm | Piece
| Vascular dilator, Debakay, Malleable, dia. 9mm x 19cm long | Piece
| Suction tube, Malleable, dia. 3.5 mm, 23 cm of Fukushima | Piece
| Rosen burr, dia. 3.1mm for handpiece 120mm | Piece
| Horizontal Pituitary Rongeur, tooth hard edge, 45 degree, 13.4 cm, 5 mm Bite Curved | Piece
| Adhesive gel patch | Piece
| Gelatin or fibrin haemostatic glue solution, 5mL | Vial
| Flat drain wound care, Standard | Piece
| Saw handle, Gigli, SS | Piece
| Bur with 8 blades, 8cm, 15cm width for Burr hole set | Piece
Consumables for Laser system, Endovenous
| Neuro cutter, dia. 3.1mm for handpiece 120mm | Piece
| Neuro cutter, dia. 2.3mm for handpiece, 120mm | Piece
| Bipolar forceps, Non-stick, Bayonet, Right curved, 45 degree tip 0.8, 21cm | Piece
| Hydrocellular foam heel dressing | Piece
| Intracranial pressure monitor (ICP): With hydrophobic filter with two convenient sites; Sliding chamber; Locking bracket with drainage bag of capacity 700mL and system panel and patient connecting wire with barium impregnated silicon catheter tubing and ventricular silicon catheter of I.D 1.5mm, O.D 2.8mm, length 35cm with CSF flow control valve of medium pressure 12cm size (Standardised Brands: Spiegelberg) | Set
| Aneurysm clip, Fenestrated large 1/1(mm), Straight, Opening width 10 (6mm), Small | Piece
| Pure cotton bandage with cohesive effect 15cm x 3.5m (Stretched) | Piece
| Butterfly needle, Scalp vein 24G | Piece
| Operating binocular loupe with 4x magnification | Piece
| Surgicell 4 inches x 8 inches (10.2 cm x 20.3 cm) | Box
| Carotid endarterectomy shunt, T-shaped, Silicone with 15cm length and shunt O.D 3mm distal, 4mm proximal and bulb proximal and distal O.D 4.3mm | Piece
| Dura raspatorium elevator, SS, C length 21cm | Piece
| Drill 8cm, 3mm width | Piece
| Ultrasonic aspirator system: Universal hand piece; Disposable tips for soft tissue: Super long straight tip, Spetzler barracuda large dia. tip, Straight tip, Straight large dia. tip, Straight micro dia. tip, Spetzler barracuda tip, Ring curette tip; Accessories: Step torque wrench offset 7mm; Cleaning wire; Sterilization tray; Console 110V (including foot pedal and IV pole); Plastic suction canister, Reusable; Disposable suction canister liner; Disposable tubing set and extender filter tubing; cart | Set
| Balloon catheter, Fogarty with 40cm and 80 cm length 4F | Piece
| Saw blade, Micro-sagittal saw, Pencil shape 9/13/0.3/0.3mm | Set
| Horizontal Pituitary Curette, 45 degree Angle up, 3 mm ring size, 18.5 cm length | Piece
| Neurosurgical patties, Sterile 10 x 10cm | Piece
| Balloon catheter, Fogarty with 60cm and 80cm lengths 3F | Piece
| Raney scalp clip frame, SS, Length 19cm | Piece
| Micro needle holder without catch, SS, Length 13cm | Piece
| Horizontal Pituitary Rongeur, tooth hard edge, 45 degree, 13.4 cm, 5 mm Bite Straight | Piece
| Aneurysm clip 1/1(mm), Bayonet opening width 8.7 mm (Blade length-9 mm), Temporary | Piece
| Vascular dilator, Debakay, Malleable, dia. 7mm x 19cm long | Piece
| Aneurysm clip 1/1(mm), Bayonet opening width 9.0 (7mm) | Piece
| Ventriculoperitoneal shunt system catheter, Silicone, Internal dia. 1.3mm, Outer dia. 2.5mm, Medium pressure, Length 62cm | Piece
Accessories for Hudson brace
| Vascular dilator, Debakay, Malleable, dia. 4.5mm x 19cm long | Piece
| Ventricular needle, Length 13.5cm | Piece
| Frazier suction tube, Malleable, dia. 2.5mm, 23cm | Piece
| Horizontal Pituitary Curette, 45 degree Angle down, 3 mm ring size, 18.5 cm length | Piece
| Vascular dilator, Debakay, Malleable, dia. 5mm x 19cm long | Piece
| Raney scalp clip applier, SS | Piece
| Brain spatula, Malleable 2mm with 20cm (Small) | Piece
| Self retaining retractor, Single, Titanium 37cm | Piece
| Neurosurgical patties, Sterile 5 x 5cm | Piece
| Barrel burr, dia. 4.0 mm for hand piece 120 mm, (Aesculap, Model No. GD670) | Piece
| Cottonoids with x-ray detectable markers and string attached 1.5 x 5cm | Packet
| Cranial perforator, Hudson chuck 6/9mm | Piece
| Vascular dilator, Debakay, Malleable, dia. 3.5mm x 19cm long, | Piece
| Oil spray for high speed motor and handpieces, 500mL | Piece
| Balloon catheter, Fogarty with 80 cm length 6F | Piece
| Surgical Infiltration Pump, Anesthesia: For delivering high volumes of tumescent anesthesia. Display: TFT LCD screen. Drive: Single direction. Motor: 0 to 600RPM. Flow Rate: Max upto1000ml/min. Precision rate: 0.01 rate increments. Mode: Momentary and Toggle. Max head pressure: continuous: 25 PSI and Intermittent:40 PSI. Control: Dual Pneumatic Foot switches with hose. Battery Back up: upto 30 mins. Warranty: Minimum 1 year. Accessories: Surgical Single Spike Infiltration Tubing with cannula- 10 nos and Surgical Siper absorbent Pad- 10 case. Power Supply : 230V ± 6% , 50 Hz ± 1 % ; Power cord with 3 round pin top. Certifications: CE, FDA, ISO, IEC or equivalent standards; Operational environmental conditions: Temperature 5-40oC; Relative humidity: 4 to <90%; Altitude 200-3000m; Atmospheric pressure 500-800mmHg | Set
| Head frame with retractor system: Consisting of Basal frame/Semicircular frame; Hand rest with slider /instrument support; Spring scalp hook retractors (6 nos); Cotton plate, Head holder with 4 standard pins; Table attachment; Standard head pin; Self retaining retractors (Large, Small); Soft brain spatulas (Large tip width 6mm; Medium tip width 4mm; Small tip width 2mm); Universal attachment (1 no.), Slide adjuster (1 no.); Shaped head rest (Large and small) (1 no.) Self retain retractor attachment (1 no.) | Set
| Raney scalp clip, Carbon steel | Piece
| Handpiece, Straight 160mm | Piece
| Handpiece, Straight 120mm | Piece
| Aneurysm clip, Fenestrated, Large 1/1(mm), Straight, Opening width 12.0 (12mm), Large | Piece
| Infusion pump | Piece
| Micro needle holder with catch, SS, Length 13cm | Piece
| Perforator drill 11cm, 15mm width | Piece
| Pure cotton bandage with cohesive effect 10cm x 3.5m (Stretched) | Piece
| Pin point cutter dia. 1.5mm for handpiece 120mm | Piece
| Neuro cutter, dia. 3.1mm for handpiece 160mm | Piece
| Suction tube, Malleable, dia. 2.5 mm, 23 cm of Fukushima | Piece
| Aneurysm clip 1/1(mm), Bent opening width 11.0 (12mm) | Piece
| Robb intima spatula and dilator 20.5cm long with tip dia. 2 mm and 4mm flat side | Piece
| Horizontal pituitary curette, 45 degree, 18.5 cm | Piece
| Horizontal Pituitary Rongeur, tooth hard edge, 45 degree, 13.4 cm, 6 mm Bite Curved | Piece
| Biopsy needle, dia. 2.5mm | Piece
| Perforator basket with covering lid with holders for motors, hand pieces, hose tools and other accessories | Piece
| Peripheral vascular patch, Bovine pericardium, Sterile 1 x 6cm | Piece
| Oil spray for perforator, 100mL | Piece
| Spare cutter for perforator 6 x 9mm | Piece
| Wire saw, Gigli, Olivecrona, SS, length 35cm | Piece
| Wound manager, Small | Piece
| Bard inflation device with 30 atmosphere and 30mL syringe | Set
| Aneurysm clip 1/1(mm), Slightly curved, Opening width 10.0 (12mm) | Piece
| Micro scissor, Slightly curved, SS 13cm | Piece
| Hydrocolloid dressing, Small | Piece
| Negative Pressure Wound Therapy system or Vacuum assisted closure system:Unit Weight with empty canister3.35kg (7.4 lbs with a 500cc empty canister and no solution bag) Dimensions with empty canister217mm x 260mm x 191mm (8.55in x 10.25in X 7.5in) Power SupplyClass I Equipment Ordinary Equipment Battery TypeCustom lithium battery Battery LifeApproximately 6 hours Battery Recharge TimeApproximately 4 hours Battery IndicatorThree-segment; low-battery alarm when <2 hours Electrical Data (Power Supply)Voltage 100 - 240 VAC Frequency 50Hz - 60Hz Power 60W. Other accessories includes Foam dressings , Pad and Tubings. | Set
| Acron burr, dia. 6.0mm for handpiece 90mm | Piece
| DuraGen Plus 3inch X 3inch | Piece
| Carotid vascular patch, Collagen coated, Knitted polyester 12 x 25cm | Piece
Accessories for Venturi vacuum machine
| Aneurysm clip 1/1(mm), Straight, Large, Opening width 9.0 (10mm) | Piece
| Aneurysm clip 1/1(mm), Angular opening width 6.2 mm (Blade Length- 10.5 mm), Permanent | Piece
| Hypophyseal forceps, Adson, SS, dia. 8mm, 20.5cm | Piece
| Horizontal Pituitary Rongeur, tooth hard edge, 45 degree, 13.4 cm, 4 mm Bite Straight | Piece
| Wound debrider | Piece
| Cranial perforator, Hudson type 9 x 12mm | Piece
| Twist drill, dia. 1.5mm for handpiece 90mm | Piece
| Aneurysm clip 1/1(mm), Bayonet opening width 8.0 mm (Blade length-5 mm), Permanent | Piece
| Butterfly needle, Scalp vein 20G | Piece
| Dissecting vascular scissor with probe-pointed blade 12cm long | Piece
| Vascular dilator, Debakay, Malleable, dia. 3mm x 19cm long | Piece
| Aneurysm clip 1/1(mm), Angular opening width 6.5 mm (Blade Length- 8 mm), Permanent | Piece
| Sugita dissector Silver tip, Malleable, Length 23cm | Piece
| Tangential occlusion clamp 25.5cm | Piece
| Horizontal Pituitary Curette, Angle down, 5 mm ring size, 18.5 cm length | Piece
| Ventricular needle, Length 12.5cm, dia. 1.5mm | Piece
| Raspatorium, Double ended, SS 14cm, 10.5cm, 4.5mm (Small) | Piece
| Electric craniotomy set: Motor speed >75,000 RPM at 8 bar pressure; Light motor; Detachable main motor unit; Straight and angled attachment of various lengths for cranial and spinal surgery; changeable hand piece with mounted tool; Motor convertable to an angulated position with or without an adapter; Minimal sound level; No intra-operative oiling of motor should be necessary; Detachable duraguard from craniotome hand piece; Quick coupling attachment; Single use and reusable burrs; Sterilization through flash or regular steam autoclave; Perforator driver with cutter; saw hand piece usable with system; In-built or optional irrigation pump; Certifications: CE, FDA, ISO, IEC or equivalent standards; Operational environmental conditions: Temperature 5-40°C; Relative humidity: 4 to <90%; Altitude 200-3000 m; Atmospheric pressure 500-800 mm Hg; Power Supply : 230 V ± 6% , 50 Hz ± 1 % ; Power cord with 3 round pin top and 2 KVA online UPS. (Standardised Brands: Aesculap or equivalent or higher) (ITEM ID - 10367) | Set
| Aneurysm clip applying forceps with locking device, Angled 15o | Piece
| Handpiece, Straight 160 mm (Aesculap, Model No. GD670) | Piece
| Transphenoidal hypophysectomy speculum, dia. 15 x 70mm | Piece
| Barrel burr, dia. 4.0 mm for hand piece 160 mm (Aesculap, Model No. GD670) | Piece
| Craniotome Handpiece, Fixed duraguard, Paediatric (Aesculap, Model No. GD67 | Piece
| Micro forceps 11cm | Piece
| Percutaneous introducer sheath 6F | Piece
| Self retaining retractor, Double, Titanium 37cm | Piece
| Aneurysm clip 1/1(mm), Straight, Opening width 7 mm (Blade Length-9 mm), Temporary | Piece
| Craniotome handpiece, Fixed duraguard, Paediatric | Piece
| Aneurysm clip 1/1(mm), Straight, Opening width 9.2 mm (Blade Length- 15 mm), Temporary | Piece
| Hydrocolloid dressing, Medium | Piece
| Neuro-endoscopy set consisting of adult and child:Neuroendoscopy Instrument Set includes Injection Needle 1.7mm; Deflecting Mechanism for LASER probe and ring-grip handle, diameter 2.9mm,length 38cm; Grasping Forceps-diameter 2.7mm, working lenght 30cm; Biopsy Forceps with working length 30cm; Scissors- pointed with single action jaws(diameter 2.7mm) and doble action jaws(1.7mm) with working length 30cm; Forceps for ventriculostomy,flexible with diameter 1mm; Coagulating Electrodes-both unipolar and bipolar with diameters 1.7mm; Autoclavable Holding Systems consisting of socket, straight articulated stand, and clamping jaw; Hopkins Wide Angle and Straight Forward Telescopes 6degree,with angled eyepiece, with instrument channel diameter 3mm, lenght 15cm, autoclavable, fiber optic light tranismission incorporated, color code:green; Hopkins Wide Angle forward-oblique telescope 30degrees diameter 4mm, length 18cm color code:red; and Straight Forward TelescopesOperating Sheaths- outer diameter 6.5mm, working length 13cm; Obturators; Telescope Bridges; Irrigation Tube with Luer-lock; suction cather disposable; and Adapters; containers for sterilization for teklescopes,angled telescopes and instruments. | Set
| Horizontal Pituitary Curette, 45 degree Angle up, 5 mm ring size, 18.5 cm length | Piece
| Hypophyseal forceps, Adson, SS, dia. 5mm, 20.5 cm | Piece
| Aneurysm clip 1/1(mm), Bayonet opening width 7.9 mm (Blade length-7 mm), Permanent | Piece
| Aneurysm clip 1/1(mm), Bayonet opening width 8.7 mm (Blade length-9 mm), Permanent | Piece
| Aneurysm clip 1/1(mm), Angular opening width 5.8 mm (Blade Length- 8.4 mm), Permanent | Piece
| Methyl methacrylate cranioplastic, Sterile, Medical grade in powder form with liquid polymerizing agent kit | Set
| Aneurysm clip 1/1(mm), Bayonet opening width 10.2 mm (Blade length-12 mm), Permanent | Piece
| Dural Graft Matrix (bovine pericardium), 2.5 x 2.5 cm | Piece
Consumables (Neurosurgery and vascular surgery)
| Aneurysm clip, Fenestrated 1/1(mm), Straight, Opening width 5.5 mm ( blade length- 5 mm), 90 degree, Permanent | Piece
| Neuro cutter, dia. 2.3 mm for handpiece, 120 mm (Aesculap, Model No. GD670) | Piece
| Gell foam absorbable gelatin sponge USP 8 x 12.5 cm OR 3.5 x 5 cm | Box
| Sugita dissector Silver tip, Malleable, length 18cm | Piece
| Neuro cutter, dia. 3.1 mm for handpiece 160 mm (Aesculap, Model No. GD670) | Piece
| Aneurysm clip 1/1(mm), Straight, Opening width 9.2 mm (Blade Length- 15 mm), Permanent | Piece
| Aneurysm clip 1/1(mm), Bayonet opening width 10.2 mm (Blade length-12 mm), Temporary | Piece
| DuraGen Classic 3 inches 3 inches | Piece
| Neuro Surgery Operating Table: Power Source voltage: AC 100V, 220V, Driving voltage: DC 24V, Battery: DC 12V x 6, Power ConsumptionVA (MST- 7000N), Table top: 450mmx1895mm, Elevation Stroke: 480-980mm (High/low speeds), Trendelenburg (high/low speeds): head down 40 degree Head up 20 degree. a. Operating Table Horseshoe Head pad - adult (20.5 OD x 7.5 ID x 4.5cm) b. Operating Table Horseshoe Head pad - pediatric (14 OD x 5.7 ID x 3.2cm) c. Operating Table Supine Head pad - 23x25x5.7cm d. Operating Table Lateral Head pad with centre dish - 23x25x2.5cm e. Operating table prone head rest - Medium 22.2x19.7x12cm f. Operating table prone head rest - Medium 22.2x19.7x12cm g. Operating table prone head rest - Large 27x22.9x13.4cm h. Positioning Chest rolls - Adult 50.8x10cm i. Positioning Chest rolls - Paediatric 30.5x5cm. Operation theatre stirrup pads - boot/ stirrup pad set 68.5x36T/12.5B/6cm. | Set
| Bone wax 2.5 g 12 pieces per box | Box
| Draping sheet plastic, Operating microscope, Disposable, Compatible with microscope Leica M651 | Piece
| Aneurysm clip 1/1(mm), Angular opening width 5.8 mm (Blade Length- 8.4 mm), Temporary | Piece
| Double action rongeur, Angular, Bite 5mm, length 22cm | Piece
| Balloon catheter, Fogarty with 80cm length 5F | Piece
| Balloon catheter, Fogarty with 60cm length 2F | Piece
| Self retaining retractor, Double, Titanium 42 cm | Piece
| Dacron prosthesis graft, Length 30cm, dia. 6mm | Piece
| Aneurysm clip 1/1(mm), Straight, Opening width 11.0 (12mm) | Piece
| Suction tube, Malleable, dia. 5 mm, 23 cm of Fukushima | Piece
| Flat drain, Jackson Pratt | Piece
| Oil spray for high speed motor and handpieces, 500 mL (Aesculap, Model No. GD670) | Piece
| Oil spray for perforator, 100 mL (Aesculap, Model No. GD670) | Piece
| Vascular dilator, Debakay, Malleable, dia. 0.5mm x 19cm long, | Piece
| Micro Chair (Hydraulically-operated): Drive System: DC 24V, Elevation/lowering: 44cm-86cm, Back/forth & right left sliding: free movement. Rotation counter and clockwise reclining up to 6 degree from vertical with arm rest. Power consumption 400VA. Power source 100-110V, 50/60Hz. Insulation resistance of 400M ohm, lekage current 50 micro amperes. weighs approximately 130kgs (Should be compatible with microscope leica M651) | Set
| Handpiece, Straight 90 mm (Aesculap, Model No. GD670) | Piece
| Film dressing, Transparent, Frame style 6 x 7cm | Piece
| Saw guide, Gigli, Single, SS, 5mm width 30cm | Piece
| Roux retractor, Double-ended, SS with curved blades: 3 sizes, size 1 with handle length 14cm with one blade 22 x 20mm and other blade 28 x 25mm; Size 2 handle length 15cm with one blade 26 x 23mm and other blade 38 x 29mm; Size 3 with handle length 16.5cm and one side blade 29 x 29mm and other side blade 44 x 34mm | Set
| Surgical clipper with fixed head, cordless/ coded operation | Set
| Arteriovenous fistula vascular graft 5mm x 40cm | Piece
| Beckman-Adson retractor with hinged arms, SS, 5 prong, Blunt blade length 29cm, 3cmW (1 pair); 5 prong, Blunt blades length 24.5cm, 3cmW, 2.8 cmH (1 pair) | Set
| Peripheral vascular patch, Bovine pericardium, Sterile 1 x 10cm | Piece
| Absorbent dressing, Low adherent 10 x 20cm | Piece
| Hydrocellular sacral wound dressing | Piece
| External cerebrospinal fluid drainage system,consisting of one ventricular catheter, one collecting system consisting of 3 ways stop cock, connecting tube, drip chamber and collection bag consisting of 2 chambers and a folding scale | Set
| Aneurysm clip 1/1(mm), Angular opening width 5.4 mm (Blade Length- 7.4 mm), Permanent | Piece
| Aneurysm clip 1/1(mm), Straight, Opening width 7.8 mm (Blade Length-11 mm), Temporary | Piece
| Dura hook with 2 hooks 13.5cm | Piece
| Penfield Dura dissector, SS, length 19.5cm | Piece
| Connecting tubing, Standard | Piece
| Self retaining retractor, Single, Titanium 42cm | Piece
| Balloon catheter, Fogarty with 80 cm length 7F | Piece
| Gauze for wound care, Bottle drain, Standard | Piece
Neurosurgery and Vascular Surgery -Consumables | Carotid vascular patch made of collagen coated knitted polyster 2 x 8 cm | Piece
| Aneurysm Clips 1/1(mm): Bent opening width 8.0 (8mm) | Piece
| Fogarty Balloon catheters 7F, with 80 cm length | Piece
| Low adherent absorbant dressing  10 x 10 cm | Piece
| Vascular graft for arterio-venous fistula (5mm x 40cm) | Piece
| Pure cotton bandage with cohesive effect 15 cm x 3.5 m (stretched) | Piece
| Neurosurgical patties-sterile packages 5 x 5 cm | Piece
| Hemostatic glue solution made of gelatin or fibrin 2-5ml | Piece
| Adhesive hydrocellular foam dressing 12.5x12.5cm | Piece
| Carotid vascular patch made of collagen coated knitted polyster 12 x 25 cm | Piece
Other consumabales
| Cottonoids with X-ray detectable markers & string attached, small 1.5 x 5 cm | Pkt
| Ommaya reservoir set: burr hole style with dome size 2.5cm and with one ventricular catheter | Piece
| Peripheral vascular patch prepared from bovine pericardium, sterile packed, 1 cm x 6 cm | Piece
| Fogarty Balloon catheters 4F, with 40 cm and 80 cm length | Piece
| Cranioplastic kit, sterile (methylmethacrylate medical grade in powder form with liquid polymerizing agent) | Piece
| Peripheral vascular patch prepared from bovine pericardium, sterile packed, 1 cm x 10 cm | Piece
| Neurosurgical patties-sterile packages 10 x 10 cm | Piece
| Venticulo Peritonial (VP) Shunt System Catheters (Silicone rubber) - length 62cm, Internal Diameter 1.3mm, Outer Diameter 2.5mm, Medium Pressure | Piece
| Camera cable (1188-020-122) 24mm compactible with camera | Piece
| Aneurysm Clips 1/1(mm): Bayonet (s) opening width 11.0(10mm)bayonet (l) opening width 13.0(12mm) | Piece
| Bard inflation device with 30 atmosphere and 30 cc syringe | Piece
| External cerbrospinal fluid drainage system: consisting of one ventricular catheter, one collecting system consisting of three way stop cock, connecting tube, drip chamber and collection bag consisting of two chambers and a folding scale. | Piece
| Stone / Tissue removal forcep spoon type 31cm long, 10mm | Piece
| Fogarty Balloon catheters 3F, with 60 cm and 80 cm lengths | Piece
| Venticulo Peritonial (VP) Shunt System Catheters (Silicone rubber) - length 90cm, Internal Diameter 1.3mm, Outer Diameter 2.5mm, Medium Pressure | Piece
| Aneurysm Clips 1/1(mm): Straight, opening width 11.0(12mm) | Piece
| Artificial dural graft, expanded polytetrafluoroethylene 4 x 4 cm | Piece
| Neurosurgical patties-sterile packages 20 x 20 cm | Piece
| Surgical patties for tissue protection (x-ray detectable), size1/2 x 3 | Piece
| Pure cotton bandage with cohesive effect 10 cm x 3.5 m (stretched) | Piece
| Dacron or PTFE prosthesis grafts 30 cm long and 6 mm diameter | Piece
| Transparent dressing with label 10x12cm | Piece
| Fenestrated large type 1/1 (mm)  Straight (M) opening width 11 (9 mm) | Piece
| Cottonoids with X-ray detectable markers & string attached, large 2 x 5 cm | Pkt
| Fenestrated large type 1/1 (mm)  Straight (S) opening width 10 (6 mm) | Piece
| Aneurysm Clips 1/1(mm): Straight (large) opening width 9.0(10mm) | Piece
| Aneurysm Clips 1/1(mm): Bent, opening width 11.0(12mm) | Piece
| Endo catch bag AMI tissue bag premium 15mm | Piece
| Aneurysm Clips 1/1(mm): Side ward bent, opening width 11.0(12mm) | Piece
| Camera cable(2021020) compatible camera source (22220050) | Piece
| Operating microscope draping sheet plastic, disposable, compatible with microscope Leica M651 | Piece
| Fogarty Balloon catheters 5F, with 80 cm length | Piece
| Suction Tube, Frazlersuction Tube, Malleable  2.5 mm diameter, 23 cm | Piece
| Sacrum shaped adhesive hydrocellular foam dressing 17x17cm | Piece
| Hydrocellular foam heel dressing | Piece
| Transparent film dressing frame style 6x7cm | Piece
| Vascular graft for arterio-venous fistula (6mm x 40cm) | Piece
| Endo catch bag AMI tissue bag premium 10mm | Piece
| Aneurysm Clips 1/1(mm): Straight (small) opening width 8.0 (7mm) | Piece
| Aneurysm Clips 1/1(mm): Slightly curved, opening width 10.0(12mm) | Piece
| Cleaning brush: Size: 16 mm | Piece
| Low adherent absorbant dressing  10 x 20 cm | Piece
| Fogarty Balloon catheters 2F, with 60 cm length | Piece
| Fenestrated large type 1/1 (mm)  Straight (L) opening width 12.0 (12 mm) | Piece
| Fogarty Balloon catheters 6F, with 80 cm length | Piece
| Camera cable (20212034 PAL) compactible camera source (20212020) Telecam SL PAL | Piece
| Camera cable compatible with camera source (21213020) Telecam | Piece
| Carotid endarterectomy shunt- T-shaped silicone with 15 cm length and shunt outer diameter of 3 mm distal, 4 mm proximal and bulb proximal and distal outer diameter 4.3 mm | Piece
| Artificial dural graft, expanded polytetrafluoroethylene 5 x 5 cm | Piece
| Bone wax 2.5gm | Piece
| Light cable (233-065-010) compactible with light source X-8000 (220-200-000) | Piece
| Aneurysm Clips 1/1(mm): Bayonet opening width 9.0(7mm) | Piece
Neurosurgery and Vascular Surgery -Instrument | Roux retractors double-ended stainless steel, with curved blades: 3 sizes, size 1 with handle length 14 cm with one blade 22 x 20 mm and other blade 28 x 25 mm; size 2 handle length 15 cm with one blade 26 x 23 mm and other blade 38 x 29 mm; size 3 with handle length 16.5 cm and one side blade 29 x 29 mm and other side blade 44 x 34 mm. | Set
| Gigli saw handle, SS | Piece
| Pituitary enucleator blunt 24.5 cm | Piece
| Vascular dilators: Debakay 19 cm long, malleable diameters 0.5 mm, 1 mm, 1.5mm, 2mm, 2.5 mm, 3mm, 3.5mm, 4mm, 4.5mm, 5mm, 7mm, 9mm. | Piece
| Brain Spatula, Malleable Medium 4mm with 20cm | Piece
| Perforator drill  11 cm,15 mm width | Piece
| Penfield dura dissector, SS 29 cm length | Piece
| Wire Saw Guide Single, SS - 5mm width 30cm | Piece
| Multipurpose vascular clamps with toothing 15 cm long | Piece
| Tunnelling instruments for bypass grafting 10 mm diameter tunnelling tube and 680 mm length with handle | Piece
| Penfield dura dissector, SS 21.5 cm length | Piece
| Ventricular Puncture Needle - Large 3 mm length 12.5 cm | Piece
| Hydrocellular cavity dressing | Piece
| Ventricular Needle (silver) - Length 13.5 cm | Piece
| Tumor forceps - Small 7 mm width 18 cm | Piece
| Hypophyseal forceps  3 mm diameter 17 cm | Piece
| Suction Tube, Frazlersuction Tube, Malleable  3.5 mm diameter, 23 cm | Piece
| Self retaining retractors (titanium) Single  37 cm | Piece
| Tumor forceps - Large 10 mm width 18 cm | Piece
| Suction Tube, Frazlersuction Tube, Malleable  5 mm diameter, 23 cm | Piece
| Pituitary curette- vertical 45 °, 18.5 cm | Piece
| Cranial Elevator Stainless  Large 21.5 cm, 2 cm, 8.5 mm | Piece
Gigli saw set
| Venticulo Peritonial (VP) Shunt System; Malleable catheter passer length 90 cm to 120 cm - Adult | Piece
| Drill 7 cm, 2 mm width | Piece
| Tangential occlusion clamps 25.5 cm | Piece
| Bipolar Forceps (non-stick), Bayonet right curved - 45 degree tip 0.8, 21cm | Piece
| Cranial Elevator Stainless  Small 21.5 cm, 1.7 cm, 7 mm | Piece
| Aneurysm Clip applying forceps with locking device-Angled 30 °. | Piece
| Sugita dissectors silver tip, malleable L-23 cm | Piece
| Sugita dissectors silver tip, malleable L-18 cm | Piece
| Adson Hypophyseal Forceps, stainless: 8 mm diameter 20.5 cm | Piece
| Raney scalp clip Frame - length 19 cm, stainless | Piece
| Brain Spatula, Malleable Small 2mm with 20cm | Piece
| Dura Hook  2 hooks 13.5 cm | Piece
| Raspatorium double ended, SS - Large 21cm, 16 mm, 7 mm | Piece
| Brain spatula, Malleable Large 6 mm with 20 cm | Piece
| Gelpi laminectomy retractors 18.5 cm | Piece
| Complete clip set with the sterilizable metal case for all the clip sizes | Piece
| Double action Rongeur- Angular, bite 5 mm, length 22 cm | Piece
| Cloward Kerrison Rongeur- 40° angled 3.5 mm bite, 17 cm | Piece
| Baby-mixter dissecting and ligature forceps | Piece
| Bipolar Forceps (non-stick), Curved upward - tip 1.8 mm, 20 cm | Piece
| Ventricular Puncture Needle - Small 2 mm length 12.5 cm | Piece
| Bur with 8 blades, 8 cm, 15 cm width | Piece
| Ventricular Needle - Length 12.5 cm, 1.5 mm diameter | Piece
| Drill 8 cm, 3 mm width | Piece
| Micro Forceps - 11cm | Piece
| Hudson Brace with Cranial Burs and drills, Brace, with snap-luck chuck, length 25.5 cm stainless with following parts: | Set
| Perforator drill - 8cm,15mm width | Piece
| Dura Raspatorium, Elevator stainless  C length 21 cm | Piece
| Micro needle holders, SS - Length 13 cm with catches | Piece
| Retractors, Beckman  Adson, with Hinged arms, SS, 5 prong, blunt blades length 29 cm 3 cmW - 1 pair, 5 prong, blunt blades length 24.5 cm 3 cmW, 2.8 cmH  1 pair | Piece
| Micro Scissors Slightly curved, SS  13 cm | Piece
| Bur with 8 blades, 11 cm, 15 cm width | Piece
| Self retaining retractors (titanium) Double  42 cm | Piece
| Dura Hook  13.5 cm | Piece
| Aneurysm Clip removal-Angled 30° | Piece
| Dissecting tumor and tissue grasoing forcep, size-30.48 cm | Piece
| Aneurysm Clip applying forceps with locking device-Angled 15 °. | Piece
| Venticulo Peritonial (VP) Shunt System; Malleable catheter passer length 55 cm - Child | Piece
| Bur with 12 blades, 8 cm, 15 cm width | Piece
| Vascular scissors-dissecting with 1 probe-pointed blade 12 cm long | Piece
| Aneurysm Clip removal straight | Piece
| Dura Raspatorium, Elevator stainless  B length 18 cm | Piece
| Rongeur, Cloward Kerrison, 40o Angled, 3.5 mm bite, 17cm | Piece
| Saline solution spoits-14 cm long | Piece
| Wire Saw Guide Single, SS - 6mm width 30cm | Piece
| Micro needle holders, SS - Length 13 cm without catches Micro needle holders, SS - Length 13 cm without catches | Piece
| Intimal spatulas and dilator: Robb 20.5 cm long with tip diameter 2 mm and 4 mm flat side | Piece
| Penfield dura dissector, SS 24 cm length | Piece
| Pituitary curette- horizontal 90 °, 18.5 cm | Piece
| Raney Carbon steel clips | Piece
| Raspatorium double ended, SS - Small 14 cm, 10.5 cm, 4.5 mm, | Piece
| Penfield dura dissector, SS 19.5 cm length | Piece
| Suction Tube, Frazlersuction Tube, Malleable  1.5 mm diameter, 23 cm | Piece
| Pituitary curette- horizontal 45 °, 18.5 cm | Piece
| Specula for transphenoidal hypophysectomy diameter 15 mm x 70 mm | Piece
| Dura forceps- 12 cm | Piece
| Sugita dissectors silver top, slim type malleable L-23 cm | Piece
| Self retaining retractors (titanium) Double  37 cm | Piece
| Sugita dissectors silver top, slim type malleable L-18 cm | Piece
| Hydroactive gel for slough removal 30gm Tube | Piece
| Hydrocellular sacral wound dressing | Piece
| Self retaining retractors (titanium) Single  42 cm | Piece
| Wire Saw, Olive-krona, SS - length 35cm | Piece
| Bipolar Forceps (non-stick), Bayonet - tip 0.8 mm, 20 cm | Piece
| Adson Hypophyseal Forceps, stainless: 5 mm diameter 20.5 cm | Piece
| Rongeur Small type, Curved, SS - Length 15 cm | Piece
| Dura Raspatorium, Elevator stainless  A length 20 cm | Piece
| Raney Disposable plastic clips | Piece
| Raney Scalp clip applier, SS | Piece
Paediatric Surgery | Gel pad, Flat bottom chest rolls, Paediatric | Piece
| Iris scissor, Curved 6inch | Piece
| Forceps, Biopsy compatible with Pediatric cystoscopes 2-4 fr, 30-40 cm | set
| Retractor, Finochietto, Neonate | Piece
| Savary gilliard dilator | Piece
| Self-retaining retractor, Lone Stars, Paediatric | Piece
| Gastroscope set, Paediatric | Set
Equipment (Paediatric)
| Iris scissor, Curved 8inch | Piece
| Castroviejo scissor, Fine spring operated blades, Straight | Piece
| Senn retractor, Single ended | Piece
| Gastroschisis silo | Piece
| Oesophageal balloon dilator | Piece
| Retractor, Malleable 16mm, length 17.5 cm | Piece
| Forceps, Foreign body removal compatible with with Pediatric cystoscopes 2-4 fr, 30-40 cm | set
| Operating loupe 3.5 X | Piece
| Intestinal clamp, Doyens 171mm | Piece
| Endoscopic gastrostomy set, Paediatric | Set
| Gel pad, Doughnut head | Piece
| Yasargil (Leyla) Brain Retractor, Double Flexible Arms to Suit All Applications, Spatula Supports for Round & Flat Spatulas, Fixation Base for Mounting on Extra-cranial Holders, Holding Rod Ensuring Retraction from Several Angles, Should be stainless steel, Reusable and Certifications: FDA /CE/Relevant ISO | Piece
| Cystoscope, Paediatric 9Fr | Set
| Iris scissor, Straight 8inch | Piece
| Gel pad, Axillary roll | Piece
| Retractors, Malleable | Set
| Uterescope, Paediatric | Set
| Urinary stone retrieval basket, Disposable | Set
| Castroviejo scissor, Fine spring operated blades, Curved | Piece
| Castroviejo needle holder with catch, Straight and curved, Serrated jaws, 7inch | Piece
| Retractor, Lung, Neonate | Piece
| Forceps, Biopsy compatable with cystoscopes | Set
Instruments (Paediatric)
| Iris scissor, Straight 6inch | Piece
| Forceps, Foreign body removal compatable with cystoscopes | Set
| Oesophageal bougie, Metallic | Set
| Operating loupe 2.5 X | Piece
| Rectal suction biopsy gun | Piece
| Cystoscope, Paediatric 8Fr | Set
| Horizontal Pituitary Rongeur, tooth hard edge, 45 degree, 13.4 cm, 6 mm Bite Straight | Piece
Paediatric surgery - Equipment | Parencamyl catheter SND13.1.13/Fv 534 | Each
| Subdural Catheter SND 13.1.13/FV532 | Each
| Intraventrical Catheter SND 13.1.13/FV 533 | Each
| Percutaneous sheat Introducer Set 6F | Nos
| CORONA 360-600 microns 1.8mm 2.5m fused | Nos
Urology | Shockpulse probe, Reusable 0.97mm (SPL-PR097) | Piece
| Uretero biopsy forceps, Flexible 110cm | Piece
| Lithotripsy system, LASER: Extracorporeal with all its compatible accessories consisting of Generator, Transducer, Nose cone, Wrench, Cleansing stylet, Footswitch and Reusable lithotripter probe for PCNL and URSL which has dual action of ultrasonic wave energy with intermittent ballistic shock wave energy (300 Hz). Power Supply : 230 V ± 6% , 50 Hz ± 1 % ; Power cord with 3 round pin top and 2 KVA online UPS. (Standardised Brands: Olympus or equivalent or higher) | set
| Suprapubic catheterisation set, Disposable, 12 Fr | Piece
| Distill water OR Saline hanger, load capacity 10kg, broad Base with mobile wheel,height adjustment 6-9feet. stainless, Rust free | Piece
| Transrectal ultrasound biopsy instruments set | Set
| Percutanous nephrostomy catheter, Malecot 12Fr | Piece
| Nephroscope 30° view; Outer diameter 20Fr working channel diameter 14mm for instruments | Piece
| Lens, Telescope 5mm, 30° | Piece
| Lead googles for PCNL | Piece
| Lead thyroid shield for PCNL | Piece
| ---- Cystoscope, Rigid with telescope, Size 7Fr, 9Fr, 11Fr (Paediatric) | Set
| Percutanous pigtail nephrostomy catheter set, Size 5, 6, 7 | Set
| ---- Cystoscope, Rigid with telescope 30°, 5mm, Size 17Fr, 19Fr, 22Fr (Adult) | Set
| Cystoscopic biopsy forceps, Flexible 70cm | Piece
| Ultrasound color Doppler imaging system (Fixed) with two probes: Display : 21 inch LED monitor with High Resolution (at least 1280 x 1024 Pixel). Operating modes include: B- Mode, M- Mode, Color flow, Pulse wave doppler with high PRF, Power Doppler Imaging (PDI), Real time imaging and Crossbeam. Measurement capabilities: Distance, Circumference, area, volume in general abdomen. BPD, HC,AC and FL in obstetric. Vascular calculation ( PSV, EDV, RI, PI, S/D ratio, AT, volume flow) Hip Dysplasia calculation. Standard Features include: Advance tissue harmonic imaging, spatial compounding imaging, CW imaging, panoramic imaging, beam sterring and needle recognition, Auto Tissue Optimization, Virtual Convex, High dynamic range, Patient information data base storage OS at least 500 GB, Wide field or trapezoid view on convex, biopsy feature. Transducer ( Frequency should be in B- Mode ) : (1) Convex probe 2- 5 MHz (2) Linear probe 6 - 12 MHz, (3) Rectal probe 5- 15 MHz Application includes: Abdominal, vascular, obstetrics, gynecology, neonatology, Pediatrics, urology, trans-cranial, Musculoskeletal and small parts application. Recording facilities: USB, Wireless LAN Support and DICOM ( Basic, Vascular SR, OB/GYN SR, Query/ Retrieve and work list) Connectivity to RIS/ PACS/ HIS . Certifications: FDA /CE/Relevant ISO. Accessories: Black and white thermal printer machine compatible with thermal printing paper size -110 mm width with digital Connector cable set, Single phase 2 KVA Online UPS with at least 1 hours back up; Output voltage: 230 +/- 6% , 50 Hz; noise:<50 dBA; Efficiency;minimum 85% . Power Supply : 230 V ± 6% , 50 Hz ± 1 % ; Power cord with 3 round pin top. Installation testing: - Demonstration, -Application Training for end user, -System and application soft ware. | set
| Probe for pnuematic lithrotripsy (URSL 2mm) | Piece
| Drape, PCNL, Disposable | Piece
| Distill water or saline canister. minimum 5ltrs capacity. stainless, rust free, autoclavable, transparent labelling or marking with a hanger on top and stop valve at bottom. | Piece
| Lead gloves for PCNL | Piece
| Zero tip basket, Versatile 4-wire Nitinol basket; 1.9F Sheath size knotted basket tip | Set
| Guidewire, Hydrophilic, Nitinol core, Straight with hydrophilic coating standard shaft and 3cm flexible tip | Piece
| Ureter stent, Double J, Size 26mm 5Fr | Piece
| Transrectal ultrasound biopsy needle | Piece
| Percutaneous nephrostomy ultrasound machine | Set
| Ureteroscope, Semi rigid (5° Angular view), Atramatic distal tip combined with small size without sacrificing utility; Dual, independent operating channels to use two instruments simultaneously 7-10 Fr diameter, 6-7 Fr working channel, 40-50 cm length | set
| ---- Lens, Telescope 5mm, 30° compatible with Karl Storz | Piece
| TRUS biopsy instrument: Powerful dual spring system for consistent excellent core samples rapid-fire action; One hand activation to provide easy access to the tissue samples; Dual penetration depths for flexibility and convenience use | Set
| Cystoscope, Flexible, Paediatric | Set
| Lithotripsy system, Extracorporeal | Set
| Pressure controlled suction/irrigation pump, Touch screen, Power supply: AC 220-230V, 50-60Hz; Power cord with 3 round pin top | Set
| Probe for ultrasonic lithrotriptor MAJ 985 for PCNL | Piece
| Outer and Inner sheath for bipolar prostate resectoscope A22040A | Piece
| Percutanous pigtail nephrostomy catheter set, Size 10 Fr | Piece
| Telescope zero deg. 27005 A | UE
| Distill water for Urology procedures 5ltrs, plastic pouch with a hanger. | Piece
| Laparascopic hook disector loop for bipolar prostate resectoscope 5mm 22306D | Piece
| Rollar ball electrode loop for bipolar prostate resectoscope 5mm | Piece
| Hand piece for vessel sealing system | UE
| Two part trocar needle, Disposable 18G x 15cm | Piece
| Ureteral catheter, Polyurethame 4Fr | Piece
| High level disinfectants tray with cover SS, 10L | Set
| Probe for ultrasonic lithrotriptor MAJ 982 for URSL | Piece
| Outlet pipe for ultrasonic lithrotriptor MAJ 721 | Piece
| Lead apron for PCNL | Piece
| Cystoscope, Flexible (Adult), Minimal deflection of 120-180° in two directions (up & down), LED illumination method, 6.6 Fr working channel, 300-400 mm working length and 14 -16 Fr distal diameter. 600-700 mm total length | set
| Shockpulse probe, Reusable 1.50mm (SPL-PR150) | Piece
| Accessories for Shockwave Lithotripsy (SPL-SR-SHOCKPULSE-SE) | Section header
| Uroflow meter | Set
| Percutanous nephrostomy catheter, Malecot 14Fr | Piece
| Percutanous nephrostomy catheter, Malecot 8Fr | Piece
| Karl stroz light source 485B stand cold light, Power supply: 220V-230V,50Hz, Power cord of round 3 pin plug top and suitable Stabilizer | UE
| Resectoscope for bipolar prostate resectoscope WA 2367A | Piece
| Formalin chamber 14inch, 3 trays 5inch | Set
| Suprapubic catheterisation set, Disposable, 16 Fr | Piece
| Cystoscope, Flexible (pediatric), Maximal deflection of 120-180° in two directions (up & down), LED illumination method, 3-4 Fr working channel, 300-400 mm working length and 6-8 Fr distal diameter. | set
| TRUS biopsy needle | Piece
| Guide wire, Stiff | Piece
| Mini PCNL set: Consisting of Percutaneous nephroscope instrument sheath12Fr, working channel 6.7Fr with instruments up to 5 Fr, 12-degree view, length 22cm; One step dilator, with central channel for guide wires, for use with 15/16Fr, Operating Sheaths 27830 BA/BAS; One step dilator, with central channel for guide wires and distal curved channel for deflection of guide wires, for use with 21/22Fr. Operating Sheaths 27830 BA/BAS; One step dilator, with central channel for guide wires and a second eccentric channel for guide wires, for use with 16.5/19.5Fr. Operating Sheaths 27830 BA/BAS; Forceps for foreign body removal, double action jaws, flexible, 5 Fr., length 40cm; Forceps, rigid, for grasping large stones and stone fragments, with triple serrated jaw parts and U-spring handle 5Fr, 36cm length | Set
| Nephroscope 30° view; Outer diameter 28Fr working channel diameter 25mm for instruments | Piece
| Ureter stent, Double J, Size 26 cm,5 fr, Each set includes a stent, wire guide, stent positioner, and tether, Stents are made of radiopaque soft polyurethane and silicon coated and positioner is made of radiopaque nylon, Wire guides are PTFE-coated stainless steel. | Piece
| Nose cone | Piece
Instruments (Urology)
| Electrosurgical diathermy unit with saline mode | Set
| Percutanous nephrostomy catheter, Malecot 18Fr | Piece
| TURP cable loop, Bipolar for bipolar prostate resectoscope 5mm | Piece
| Shockpulse probe, Reusable 3.40mm (SPL-PR340) | Piece
| Lithotripsy system, LASER/Ultrasonic/Pneumatic: Extra-corporeal with all its compatible accessories consisting of Generator, Transducer, Nose cone, Wrench, Cleansing stylet, Foot switch and Reusable lithotripter probe for PCNL and URSL which has dual action of ultrasonic wave energy with intermittent ballistic shock wave energy (300 Hz). Power Supply : 230 V ± 6% , 50 Hz ± 1 % ; Power cord with 3 round pin top and 2 KVA online UPS. (Standardised Brands: Olympus or equivalent or higher) | Set
| Cystoscopic Foreign body removal forceps, Rigid 40cm | Piece
| Percutaneous nephrolithotomy stone removal forceps, Rigid 40cm | Piece
| Shockpulse probe, Reusable 3.76mm (SPL-PR376) | Piece
| Lithotripsy system, Ultrasonic: Intracorporeal with all its compatible accessories consisting of Generator, Transducer, Nose cone, Wrench, Cleansing stylet, Footswitch and Reusable lithotripter probe for PCNL and URSL which has dual action of ultrasonic wave energy with intermittent ballistic shock wave energy (300 Hz). Power Supply : 230 V ± 6% , 50 Hz ± 1 % ; Power cord with 3 round pin top and 2 KVA online UPS. (Standardised Brands: Olympus or equivalent or higher) | set
| Balloon dilation catheter, PCNL rated burst pressure 20, Hydro plus coating | Piece
| Ureter stent, Double J, Size 26 cm 6 Fr,Each set includes a stent, wire guide, stent positioner, and tether Stents are made of radiopaque soft polyurethane and silicon coated and positioner is made of radiopaque nylon Wire guides are PTFE-coated stainless steel | Piece
| Stone basket, Nitinol 1.9F sheath size; wire tiples cage; side by side approach 200 micron holmium laser fiber | Set
| Ureteral catheter, Polyurethame 5Fr | Piece
| Lead head shield for PCNL | Piece
Accessories (Urology)
| Percutanous nephrostomy catheter, Malecot 20Fr | Piece
| Ureter stent, Double J, Size 26mm 8Fr | Piece
| Suprapubic catheterisation set, Disposable, 14 Fr | Piece
| Renal dilator, Reusable, Metallic with gradual markings | Piece
| Percutanous nephrostomy catheter, Malecot 16Fr | Piece
| Inlet pipe for ultrasonic lithrotriptor MAJ 1052 | Piece
| Cystoscope, Rigid with telescope 30°, 4 mm, Size 17 Fr, 19 Fr, 22 Fr (Adult) | set
| ---- Lens, Telescope 4mm, 30° compatible with Karl Storz | Piece
Equipment (Urology)
| Sachse meatotome with scale to set cutting sizes 10 - 36Fr | Piece
| Forceps, Stone removal URSL, Semi-Rigid 70cm | Piece
| Urostomy pouch with colostomy wafer, Size 57mm | Piece
| Transducer for ultrasonic lithrotriptor MAJ 1215 | Piece
| Wrench for ultrasonic lithrotriptor | Piece
| Formalin chamber transparent of 0.5-1 cm thickness, 3 trays, 70-80 cm length, 30-40 cm height, 20-30 cm width | set
| Renal dilator set, Amplatz, Graduated marker with sheath, Disposable | Piece
| Suprapubic catheterisation set, Disposable, 18 Fr | Piece
| Glass toomey syringe | Piece
| Urostomy pouch with colostomy wafer, Size 45mm | Piece
| Nephroscope 30° view; Outer diameter 22Fr working channel diameter 18mm for instruments | Piece
| Hamou Endoment for Laproscopy and Hysteroscopy, Power supply: 220V-230V,50Hz, Note: All Power cord should be of round 3 pin plug top. suitable stabilizer with all its accessories should be provided | UE
| Uretero Foreign body removal forceps, Flexible 110cm | Piece
| Ureteral catheter, Polyurethame 3Fr | Piece
| Cystoscopic foreign body removal forceps, Flexible 70cm | Piece
Consumables (Urology)
| Shockpulse probe, Reusable 1.83mm (SPL-PR183) | Piece
| Percutanous nephrostomy catheter, Malecot 10Fr | Piece
| Guide wire, Amplatz extra stiff, Straight tip (0.035inch x 145cm) | Piece
| Suprapubic catheterisation set, Disposable | Piece
| Wrench for SPL SE | Piece
| Telescopes bridge, 27G with one instrument channel | Piece
| Nephroscope 30° view: Outer diameter 24Fr working channel diameter 20mm for instruments | Piece
| Lithotripsy system, Pneumatic: Intracorporeal with all its compatible accessories consisting of Generator, handpiece, Oxygen Regulator, Footswitch and Reusable lithotripter probe 0.8 mm(2.4 Fr), 1.0 mm (3 Fr),1.2 mm (3.6 Fr),1.5 mm (4.5 Fr),2 mm( 6 Fr) for PCNL and URSL. All the probes and handpiece should be autoclavable. Power Supply : 230 V ± 6% , 50 Hz ± 1 % ; Power cord with 3 round pin top and 2 KVA online UPS. (Standardised Brands: Olympus or equivalent or higher) | set
| Renal dilator set, Amplatz, Graduated marker with sheath, Should be highly radiopaque oft polyurethane and silicon coated and smooth surface, Disposable | Piece
| Ureter stent, Double J, Size 26mm 6Fr | Piece
| Ureter stent, Double J, Size 14mm 3Fr | Piece
| Drape, TURP, Disposable | Piece
| Ureter stent, Double J, Size 16 cm,3 Fr,Each set includes a stent, wire guide, stent positioner, and tether, Stents are made of radiopaque soft polyurethane and silicon coated and positioner is made of radiopaque nylon Wire guides are PTFE-coated stainless steel | Piece
| Percutanous pigtail nephrostomy catheter set, Size 12 Fr | Piece
| Telescope 30 deg. 27005 B | UE
| Percutanous pigtail nephrostomy catheter set, Size 8 Fr | Piece
| Rubber cap for the cystoscope bridge | Piece
| Telescope lens 4mm, 30° | Piece
| Ureter stent, Double J, Size 26 cm 8 Fr,Each set includes a stent, wire guide, stent positioner, and tether Stents are made of radiopaque soft polyurethane and silicon coated and positioner is made of radiopaque nylon Wire guides are PTFE-coated stainless steel | Piece
| Probe for Pneumatic lithrotripsy system length 610mm, Dia 0.8mm | Piece
| Urodynamic measurement system | Set
| Guide wire with endo-glide silicone and hydrophilic coating (0.038inch x 150cm) | Piece
| Prong for stone removal 10Fr | Piece
| Stone punch: Punch sheath with central valve, including connecting tubes for suction band irrigation, Straight beak obturator, 25Fr | Set
| Cystoscope, Flexible (Adult) | Set
| Lithotripsy transducer (SPL-T) | Piece
| Cystoscopic biopsy forceps, Rigid 40cm | Piece
| Triprong for stone removal 2.5 mm-3.5 mm | Piece
| Cold knife loop for bipolar prostate resectoscope 5mm | Piece
| Ureteroscope, Semi rigid, Atramatic distal tip combined with small size without sacrificing utility; Dual, independent operating channels to use two instruments simultaneously 6.5-8.6Fr | Set
| Telescope 0°, 5mm | Piece
Urology - Accessories | Coagulating electrode,pointed 24fr.colour code yellow (27050L) | UE
| 11025E pressure compensation cap for ventilation during gas sterlization | UE
| 27224 ELLIK evacuator | UE
| Argon gas | UE
| 27770E coagulating electrode 8Fr,unipolar,length53cm | UE
| 495NL fibre optic light cable size3.5mm, length180cm | UE
| cutting loop,angled 24fr.colour code yellow(27050 G) | UE
| Adapter for use with resectoscope sheaths (27094) | UE
| Luovik cold knife,straight waveform(27969M) | UE
| 27170 connecting cord for electrodes | UE
| Cold knife,straight (27069K) | UE
| Telescopes bridge 27025G with one instrument channel | UE
| Coagulating electrode 8fr(27770E) | UE
Urology - Consumables | Pig tail percutanous nephrostomy catheter with needle (romsons)size:5,6,7 | UE
| Suprapubic catheterisation set disposable, catheter 10M1Cr 12Ch | UE
| Bard U.S.C poly urethome ureteral catheter 4fr | UE
| Glycine solution (Iso-osmotic) 1.5% | UE
| Integral ureter stent (Double J stent), size 26 mm, Ch.5 | UE
| Bard U.S.C poly urethome ureteral catheter 3fr | UE
| Silicone foleys catheter, size - 16 fr | OT G
| Integral ureter stent (Double J stent), size 26 mm, Ch.8 | UE
| Bard U.S.C poly urethome ureteral catheter 5fr | UE
| Cidex tray with cover (10 litres capacity) | UE
| Silicone foleys catheter, size - 14 fr | OT G
| Integral ureter stent (Double J stent), size 26 mm, Ch.6 | UE
| Ball electrode, 4Fr, length 73 cm | UE
| Toomey syringe glass | UE
| 27651B cleaning brush, flexible, long for 6 Fr channel | UE
| Urostomy pouch with Colostomy WAFFER - Size 45mm | UE
| Ball electrodes,length53cm :27160AA - 3fr, 27160A -4fr, 27160B- 5fr, 27160D - 7fr ,27160E - 8fr, 27160F-10fr | UE
| Urostomy pouch with Colostomy WAFFER - Size 57mm | UE
| Silicone foleys catheter, size - 18 fr | OT G
Urology - Instruments | 27074B stone crushing forceps, single action jaw. 27074SZ adapters for use with resectoscope sheath, 2704SL/SD/SE/SM outer sheath only. | UE
| 27023ZE biopsy forceps,single action jaw,flexible,5Fr. Length 73 cm | UE
| Urethroscope sheath size19 fr with obturator(27026D) | UE
| 27023FE grasping forceps for small fragments single action jaw, flexible, 5Fr. Length 73 cm | UE
| 27040SI resectoscope sheath including connecting tubes for in and outflow, 2 LUER-lock adaptors 26fr ,oblique back,inner tube with ceramic insulation,for use with working element 27040 L/E and 27050 C/D/E/EN colour code yellow | UE
| Optical jawbiopsy forceps,double action jaws (27072BL) | UE
| Biopsy forceps, double action jaws, flexible 5fr,length 40cm (271562H) | UE
| Lithotrite 27076A incorporating both handle and turning screw action 24fr including 2 LUER lock adaptors | UE
| 27023VK stone basket,5Fr. Length 60 cm consisting of: 1x27023 VT3-ring handle, 3 x 27023VR basket ,3x27023VS coil | UE
| Catheter deflecting mechanism with 1instrument channel with rachet optical(27026F) | UE
| Biopsy forceps, through cutting, double action jaw for unipolar coagulation (27072DD) | UE
| Working Elements(27050EH),sets consisting of:27050E 1 working element also to use with optical urethrotome, 2 cuttuing loops (27050), 2 coagulating electrodes(27050), 2 high frequency cords (277)and 1 protection tubes(280) | UE
| SACHSE MEATOTOME with scale to set cutting sizes 10fr-36fr | UE
| Half cut trocar for urlolgy, 5mm | UE
| Half cut trocar for urlolgy, 8mm | UE
| Cysto-urethescope sheath 24fr | UE
| Urethroscope sheath size 22 fr with obturator(026B) | UE
| Half cut trocar for urlolgy, 6mm | UE
| Stone punch:27077A punch working element,27077B punch sheat with central valve,including connecting tubes for suction band irrigation25Fr, straight beak obturator270077DO | UE
| Urethroscope sheath size17fr with obturator(27026U) | UE
| Instrument channel 6Fr for adult.Direction of view 0degree,angle of view110 degree,working length 35cmand OD;15.5Fr | UE
| 27040BK resectoscope sheat with LUER lock stopcock,including connecting tube for irrigation,24fr,short beak with obturator 270400D colour code yellow. | UE
| 27078AJ cystoscopic rongeur 24Fr,single action jaw with obturator 270778AO,including 2 LUER lock adapter for continous suction and irrigation | UE
| Stonebasket: basket with 6 wires,5fr (27186A), store basket 5fr,length 60cm (27023VK), ZEISS urethral stone dislodger 5fr(27190) | UE

## Suture
Category | Item Name | Pack Size
Dental | Plain catgut, Fast absorbing 6.0, 3/8 Circle, PC-1 13mm, length 45cm | 12Pcs/ Pkt
| Monocryl 6-0, 3/8 Circle reverse cutting, 11mm, length 45cm | 12Pcs/ Pkt
| Plain catgut, Fast absorbing 5.0, 3/8 Circle, PC-1 13mm, length 45cm | 12Pcs/ Pkt
| Polydioxanone 4/0, 3/8 Circle reverse cutting 19mm, length 76cm | 12Pcs/ Pkt
General Sutures | Vicryl 3-0, 1/2 circle round bodied, 20mm needle, 76 cm suture length | 12 Pieces/Pkt
| Polyglactin 1, 1/2 Circle round bodied 40mm needle heavy, length 120cm | 12 Pieces/Pkt
| Nylon 6-0 reverse cutting 16mm, 76 cm suture length | 12 Pieces/Pkt
| Prolene 6-0 round bodied 8mm, 60cm double needled | 12 Pieces/Pkt
| Polypropylene 7-0 Round bodied 8mm,60cm double needle | 12 Pieces/Pkt
| Prolene 1,1/2 circle reverse cutting Heavy 100cm | 12 Pieces/Pkt
| Black braided silk, Sutupak 2-0 (120cm) | 12 Pieces/Pkt
| Polypropylene 1,1/2 Circle reverse cutting, Heavy 100cm | 12 Pieces/Pkt
| Braided polyblend 5, 1/2 Circle, 45mm, 96.5cm | 12Pcs/ Pkt
| Polypropylene 4-0, 1/2 circle round body 16mm, length 76cm | 12 Pieces/Pkt
| Plain catgut 5.0 (Fast absorbing), PC-1 13mm Needle, 3/8 circle, 45 cm suture length | 12Pcs/ Pkt
| Chromic Catgut 1, 1/2 circle round bodied, 40mm needle, 76 cm suture length | 12 Pieces/Pkt
| Black braided silk 2-0, 3/8 Circle, Reverse cutting neddle 45mm, length 76cm | 12 Pieces/Pkt
| Vicryl 4-0, 3/8 circle cutting needle 19mm, 76 cm suture length | 12Pcs/ Pkt
| Chromic Catgut 2-0, 1/2 circle round bodied 26mm, 76 cm suture length | 12 Pieces/Pkt
| Catgut Plain 2-0 NW 3/8 circle round bodied 30mm, 76 cm | 12 Pieces/Pkt
| PDS (PolyDioxanone), size: 1.0, 1/2 circle round body 25mm, 76 cm suture length | 12Pcs/ Pkt
| Black braided silk 3-0, 3/8 Circle, Reverse cutting needle 26mm, length 76cm | 12 Pieces/Pkt
| Polypropylene 6-0 Round bodied 8mm, Double needled, length 60cm | 12 Pieces/Pkt
| Nylon 2-0, 3/8 circle reverse cutting 45mm, 76 cm suture length | 12 Pieces/Pkt
| Black braided silk 4-0, 3/8 Circle, Round body needle 16mm, length 76cm | 12 Pieces/Pkt
| PDS (PolyDioxanone), size: 4/0,1/2 circle round bodied needle 20mm, 76 cm suture length | 12Pcs/ Pkt
| Chromic catgut 4-0, 3/8 Circle, Round body 16mm, length 76cm | 12 Pieces/Pkt
| Chromic catgut 3-0, 1/2 Circle, Reverse cutting 16mm, length 76cm | 12 Pieces/Pkt
| Prolene 3-0, 1/2 circle round body 25mm, 76 cm suture length | 12 Pieces/Pkt
| Nylon 4-0, 3/8 Circle, Cutting 16mm, length 76cm | 12 Pieces/Pkt
| Vicryl 1-0, 1/2 circle round bodied 40mm needle, 90 cm suture length | 12 Pieces/Pkt
| Vicryl 2-0 reverse cutting, 45mm, 76 cm suture length | 12 Pieces/Pkt
| Nylon 3-0, 3/8 Circle reverse cutting 26mm, length 76cm | 12 Pieces/Pkt
| Vicryl 3-0 reverse cutting, 26mm, 76 cm suture length | 12 Pieces/Pkt
| Braided Polyblend suture (fibre wire) size 4.0, 1/2 circle, 20mm, 70cm | 12Pcs/ Pkt
| Polyglactin 3-0, 1/2 Circle cutting, 22mm, length 76cm | 12 Pieces/Pkt
| Black braided silk 2-0, 1/2 Circle, Round body needle 30mm, length 76cm | 12 Pieces/Pkt
| Prolene 3-0, reverse cutting 26mm, 76 cm suture length | 12 Pieces/Pkt
| Silk 2-0, 3/8 circle reverse cutting 45mm, 76 cm suture length | 12 Pieces/Pkt
| Polypropylene 1,1/2 Circle reverse cutting, Heavy 100cm | 12 Pieces/Pkt
| Chromic Catgut 4-0, 3/8 circle round bodied 16mm, 76 cm suture length | 12 Pieces/Pkt
| Polypropylene 3-0 Reverse cutting 26mm, length 76cm | 12 Pieces/Pkt
| Ethibond 2 taper cut 45mm | 12Pcs/ Pkt
| Polyglactin 3-0 Reverse cutting, 26mm, length 76cm | 12 Pieces/Pkt
| Nylon 4-0, 3/8 circle cutting 16mm, 76 cm suture length | 12 Pieces/Pkt
| Polyglactin 2-0 Reverse cutting, 45mm, length 76cm | 12 Pieces/Pkt
| Vicryl 5-0, 1/2 circle round bodied 16mm, 76 cm suture length | 12 Pieces/Pkt
| Polyglactin 1, 1/2 Circle round bodied 40mm needle heavy, length 120cm | 12 Pieces/Pkt
| Silk sutupak 2-0 (120 cm) | 12 Pieces/Pkt
| Ethibond 5 tapercut 50mm | 12Pcs/ Pkt
| Silk 2-0, 1/2 circle round bodied 30mm, 76 cm suture length | 12 Pieces/Pkt
| Polypropylene 2-0, 1/2 Circle round body 30mm, length 76cm | 12 Pieces/Pkt
| Prolene 2-0, 1/2 circle round body 30mm, 76 cm suture length | 12 Pieces/Pkt
| Polyglactin 4-0, 1/2 Circle round bodied needle 20mm, length 76cm | 12 Pieces/Pkt
| Silk 4-0, 3/8 circle round bodied 16mm, 76 cm suture length | 12 Pieces/Pkt
| PDS (PolyDioxanone), size: 1, double strand, 45 mm with length of 90 cm | 12Pcs/ Pkt
| Braided Polyblend suture (fibre wire) size 2.0, 1/2 circle, 30mm, 96.5 cm | 12Pcs/ Pkt
| Polypropylene 3-0, 1/2 Circle round body 25mm, length 76cm | 12 Pieces/Pkt
| Nylon 4-0 1/2 circle reverse cutting, 20 mm needle, 76 cm suture length | 12Pcs/ Pkt
| Braided Polyblend suture (fibre wire) size 2, 1/2 circle, 45mm, 96.5 cm | 12Pcs/ Pkt
| Polyglactin 3-0, 1/2 Circle round bodied, 20mm, length 76cm | 12 Pieces/Pkt
| Black braided silk 3-0, 1/2 Circle, Round body needle 26mm, length 76cm | 12 Pieces/Pkt
| Nylon 1-0, reverse cutting 45 mm needle, 76 cm suture length | 12 Pieces/Pkt
| Nylon 1-0 Reverse cutting 45mm, length 76cm | 12 Pieces/Pkt
| Plain catgut 6.0 (Fast absorbing), PC-1 13mm Needle, 3/8 circle, 45 cm suture length | 12Pcs/ Pkt
| Monocryl 2-0, 3/8 circle round bodied 30mm, 76 cm | 12Pcs/ Pkt
| Nylon 6-0 Reverse cutting 16mm, length 76cm | 12 Pieces/Pkt
| Monocryl 6.0, 3/8 circle, 11mm needle, Reverse cutting 45 cm suture length | 12Pcs/ Pkt
| Chromic catgut 2-0, 1/2 Circle, Round body 26mm, length 76cm | 12 Pieces/Pkt
| PDS (PolyDioxanone), size: 3/0, 1/2 circle round bodied, 20mm needle, 76 cm suture length | 12Pcs/ Pkt
| Ethibond 1-0 reverse cutting 45mm | 12Pcs/ Pkt
| Chromic catgut 1, 1/2 Circle, Round body, 40mm needle, length 76cm | 12 Pieces/Pkt
| PDS (PolyDioxanone), size: 4/0,3/8 circle reverse cutting needle 19mm, 76 cm suture length | 12Pcs/ Pkt
| PDS (PolyDioxanone), size: 5/0 , 1/2 circle round bodied 16mm, 76 cm suture length | 12Pcs/ Pkt
| Plain catgut 2-0 NW 3/8 Circle, Round body 30mm, 76cm | 12 Pieces/Pkt
| Ethibond 1-0 Reverse cutting 45mm | 12Pcs/ Pkt
| PDS (PolyDioxanone), size: 2/0, 1/2 circle round bodied 30mm, 90 cm suture length | 12Pcs/ Pkt
| Vicryl 4-0, 1/2 circle round bodied needle 20mm, 76 cm suture length | 12 Pieces/Pkt
| Prolene 7-0, 8mm round bodied 60cm double needle | 12 Pieces/Pkt
| Braided Polyblend suture (fibre wire) size 2.0, 1/2 circle, 40mm 75-90 cm | 12Pcs/ Pkt
| Vicryl 5-0, 3/8 circle cutting 13mm, 76 cm suture length | 12Pcs/ Pkt
| Chromic Catgut 5-0, 3/8 circle round body 16mm, 76 cm suture length | 12 Pieces/Pkt
| Braided Polyblend suture (fibre wire) size 5, 1/2 circle, 45mm, 96.5 cm | 12Pcs/ Pkt
| Polyglactin 5-0, 1/2 Circle round bodied 16mm, length 76cm | 12 Pieces/Pkt
| Chromic catgut 5-0, 3/8 Circle, Round body 16mm, length 76cm | 12 Pieces/Pkt
| Nylon 2-0, 3/8 Circle reverse cutting 45mm, length 76cm | 12 Pieces/Pkt
| PDS (PolyDioxanone), size: 4/0,3/8 circle cutting needle 19mm, 76 cm suture length | 12Pcs/ Pkt
| Polyglactin 1-0, 1/2 Circle round bodied 40mm, length 90cm | 12 Pieces/Pkt
| Prolene 4-0, 1/2 circle round body 16mm, 76 cm suture length | 12 Pieces/Pkt
| VICRYL 1, 1/2 circle round bodied 40mm needle heavy, 120 cm suture length | 12 Pieces/Pkt
| Vicryl 2-0, 1/2 circle round bodied 30mm, 90 cm suture length | 12 Pieces/Pkt
| Silk 3-0, 3/8 circle reverse cutting 26mm, 76 cm suture length | 12 Pieces/Pkt
| Silk 3-0, 1/2 circle round body 26mm, 76 cm suture length | 12 Pieces/Pkt
| Vicryl 3-0, 1/2 circle cutting, 22mm, 76 cm suture length | 12 Pieces/Pkt
| Chromic Catgut 3-0, 1/2 circle reverse cutting 16mm, 76 cm suture length | 12 Pieces/Pkt
| Nylon 3-0, 3/8 circle reverse cutting 26mm, 76 cm suture length | 12 Pieces/Pkt
Kidney transplant | Polyglactin 2.0, 1/2 Circle round body, 30mm, length 90cm | 12 Pieces/Pkt
| Poliglecaprone 4.0, 1/2 Circle round body, 18mm, length 60cm | 12Pcs/Pkt
| Polyglactin 1, 1/2 Circle round body, 40mm, length 120cm | 12 Pieces/Pkt
| Black braided silk 1, Round body, 40mm, length 120cm | 12 Pieces/Pkt
| Black braided silk 0, Round body, 40mm, length 90cm | 12 Pieces/Pkt
| Chromic catgut 3.0, Round body, 20mm, length 90cm | 12Pcs/Pkt
Ophthalmology | Silk 6-0, 3/8 micropoint spatulated 6mm double | 12 Pieces/Pkt
| Vicryl 5-0 on ap2 needle | 12 Pieces/Pkt
| Black braided silk 6-0, 3/8 Micropoint, spatulated, Double 6mm | 12 Pieces/Pkt
| Vicryl 6-0, micropoint 1/4 circle spatulated | 12 Pieces/Pkt
| Polyglactin 8-0, 3/8 Micropoint, Circle spatulated | 12 Pieces/Pkt
| Nylon 10-0 | 12 Pieces/Pkt
| Polyglactin 5-0 | 12 Pieces/Pkt
| Black braided silk 5-0, 3/8 Circle round bodied 16mm | 12 Pieces/Pkt
| Black braided silk 8-0, 3/8 Micropoint, Circle spatulated | 12 Pieces/Pkt
| Vicryl 8-0, micropoint 3/8 circle spatulated | 12 Pieces/Pkt
| Silk 8-0, micropoint 3/8 circle spatulated | 12 Pieces/Pkt
| Nylon 10-0 | 12 Pieces/Pkt
| Polyglactin 6-0, 1/4 Micropoint, Circle spatulated | 12 Pieces/Pkt
| Black braided silk 6-0, 1/4 Circle black braided 8mm | 12 Pieces/Pkt
| Silk 5-0, 3/8 circle round bodied 16mm | 12 Pieces/Pkt
| Silk 6-0, 1/4 circle black braided 8mm | 12 Pieces/Pkt
Orthopedic | Ethibond 2-0 Tapercut 45mm | 12Pcs/ Pkt
| Braided polyblend 2, 1/2 Circle, 45mm, 96.5cm | 12Pcs/ Pkt
| Ethibond 2-0 tapercut 45mm | 12Pcs/ Pkt
Ethibond 1-0 Reverse cutting 45mm
| Ethibond 5 Tapercut 50mm | 12Pcs/ Pkt
| Braided polyblend 5, 1/2 Circle, 45mm, 96.5cm | 12 Pieces/Pkt
| Braided polyblend 2.0, 1/2 Circle, 40mm 75 - 90cm | 12Pcs/ Pkt
| Braided polyblend 2.0, 1/2 Circle, 30mm, 96.5cm | 12Pcs/ Pkt
| Ethibond 2 Taper cut 45mm | 12Pcs/ Pkt
| Polydioxanone, Size 1, Double strand, 45mm, length 90cm | 12Pcs/ Pkt
| Nylon 4-0 1/2 Circle reverse cutting, 20mm, length 76cm | 12Pcs/ Pkt
| Braided polyblend 4.0, 1/2 Circle, 20mm, 70cm | 12Pcs/ Pkt
Paediatric | Monocryl 6.0, 3/8 Circle round body, length 45cm | 12 Pieces/Pkt
| Polydioxanone 6-0, 3/8 Circle, Round body, length 45cm | 12 Pieces/Pkt
| Monocyl 7.0, 3/8 Circle round body, length 45cm | 12 Pieces/Pkt
| Prolene 5-0, 3/8 Circle, Round body, length 45cm | 12 Pieces/Pkt
| Polydioxanone 7-0, 3/8 Circle, Round body, length 45cm | 12 Pieces/Pkt
| Polyglactin 4-0, 3/8 Circle cutting, 19mm, length 76cm | 12 Pieces/Pkt
| Polyglactin 5-0, 3/8 Circle cutting 13mm, length 76cm | 12 Pieces/Pkt
| Polyglactin 6-0, 3/8 Circle, Round body, length 45cm | 12 Pieces/Pkt
| Polydioxanone 4/0, 3/8 Circle cutting, 19mm, length 76cm | 12Pcs/ Pkt
| Polydioxanone 6-0, 3/8 Circle, Round body, length 45cm | 12 Pieces/Pkt
| Polyglactin 4-0, 3/8 Circle, Cutting, length 45cm | 12 Pieces/Pkt
Surgery | Monocryl 2-0, 3/8 Circle round bodied 30mm, 76cm | 12Pcs/ Pkt
| Chromic catgut 3.0, Round Bodied, 20mm Needle, Suture length 90cm | 12Pcs/Pkt
| Polydioxanone 5/0, 1/2 Circle round body, 16mm, length 76cm | 12Pcs/ Pkt
| Polydioxanone 3/0, 1/2 Circle round body, 20mm, length 76cm | 12Pcs/ Pkt
| Polydioxanone 1.0, 1/2 Circle round body, 25mm, length 76cm | 12Pcs/ Pkt
| Polydioxanone 1, Double strand, 45mm, length of 90cm | 12 Pieces/Pkt
| Polydioxanone 4/0,1/2 Circle round body, 20mm, length 76cm | 12Pcs/ Pkt
| Polydioxanone 2/0, 1/2 Circle round body, 30mm, length 90cm | 12Pcs/ Pkt
| Poliglecaprone (Monocryl) round bodied, 4.0, ½ circle, 18mm needle, suture length 60 cm | 12Pcs/Pkt
Sutures | Ethibond, 5-0, 1/4 circle,spatulated micropoint double needles, 8 mm, thread length 45 mm, sterile, standard IOS/AFD, peel open package | 12 Pieces/Pkt
| Chromic catgut 2-0, 1/2 Circle, cutting, 40mm needle, length 76cm, sterile, ISO/FDA, should peel open package | 12 Pieces/Pkt
| Chromic catgut 1-0, 1/2 Circle, Round body, 40mm needle, length 76cm, sterile, ISO/FDA, should peel open package | 12 Pieces/Pkt

## Traditional Medicine
Category | Item Name | Pack Size
Equipment | Acupuncture infrared lamp: Easy adjustment of the neck, vertically and horizontally; Usage time: 30 minutes Max | Set
Autoclave, Portable (10L): SS, Electric; Vertical type; Pressure gauge, Analog dial type
| Thuelkhor (Shirodhara): Copper oil pot, 4L with controlled valve and brass hanging chains | Set
| Cupping set: Cupping set Include 24 Cups: 2.95"(D)-6pcs, 2.68"(D)-6pcs, 2.36"(D)-4pcs, 2.05"(D)-4pcs, 2.17"(D)-2pcs, 1.77"(D)-2pcs). Hand pump gun and extension tube. Environmentally Friendly Silicone Material, Safe And No Adverse Skin Irritation | set
| Massage bed, Fibre with stand: 3 x 9 feet, heavy duty and puff filled | Set
| Herbal compress heater, SS base: Durable baskets 3L (3 nos.); LCD-Display; Water capacity indicator; Automatic shut off; 1-9 hour timer; Water tank 250mL - 1250mL; max. 60 min. continuous use; Alarm approx. 20 sec. before end of program | Set
| Massage table with shirodhara | Set
| Massage bed, Wooden: Facial and massage table with storage facility underneath; Sliding shutters operated from either side of the bed; Solidwood design, waterproof shutters, comfortable and elegant looking; Thick top cushion foam upholstered with soft pvc leatherite; Face hole cutting in the top section with face hole plug; Reclining mechanism of backrest, SS and nylon (corrosion resistant) | Set
Instrument | Enema mug, Esmarch rubber 2.5L
Immersible Thermometer
Cupping set, Glass: Consisting of 19 pieces (2inch cups (13 nos.); 1.8inch (1 no.); 1.6inch (2 nos.); 1.3inch (2 nos); 1.1inch (1 no.)) with carrying case
| Menthur (Medicine dispensing spoon), 1500mg | Piece
| Menthur (Medicine dispensing spoon), 500mg | Piece
TM-Essential Medicine | སེ་འབྲུ་ལྔ་པ། | 500
| ཙན་དན་བཅོ་བརྒྱད། | 500
| སེང་སྡེང་ཉེར་གསུམ། | 500
| ད་ལི་བདུན་པ། | 500
| ཀོ་བྱི་བཅུ་གསུམ། | 500
| གོ་སྙོད་གསུམ་ཐང། | 500
སྲད་ནག་༥ སྦྱོར།
| སྐྱུ་རུ་ཉེར་ལྔ་། | 500
| བྲག་སྐྱ་ལྔ་ཐང་། | 500
| གོ་སྙོད་སྣུམ་ཚུགས། | 500
| ཉེ་ཤིང་ཕྱེ་མ། | 500
| གྷི་ཝང་དགུ་པ། | 500
| ཨ་རུ་ལྔ་ཐང་། | 500
| འབྲས་གསུམ་སྨན་མར | 500
| དེད་དཔོན་བཅུ་སྦྱོར། | 500
| ཏིག་ཏ་ལྔ་པ། | 500
| རྒ་ལོསྨན་དམར། | 500
| བདུད་རྩི་ལྔ་ལུམས། | 1000
| ད་ཏྲིག་ལྔ་པ། | 500
| གསེར་ཐང་བཅོ་བརྒྱད། | 500
| ཤ་བཀྲ་སེལ་སྨན། (ཡུངས་དཀར་སྨན་སྦྱོར།) | 500
| གམ་ཕྱེ་དམར་པོ། | 500
| སླེ་ཏྲེས་བསིལ་དུགས། | 500
| རྩ་དཀར་སྣུམ་བྱུག། | 30
| བིལ་བ་ལྔ་ཐང། | 500
| བི་མ་ལ། | 500
| སུག་སྨེལ་བཅུ་དགུ། | 500
| བྱི་ཏང་བདུན་པ། | 500
| རྡོ་རྫེ་རབ་འཇོམས། | 500
| བདེ་བྱེད་སྙོམས་ལྡན། | 500
| ཅུ་གང་བདེ་བྱེད། | 500
| ཨ་གར་ཉི་ཤུ། | 500
| བ་སྤྲུ་གསུམ་ཐང་། | 500
| སྔོའི་ཚ་བ་གསུམ། | 500
| རྒུན་འབྲུམ་བདུན་པ། | 500
| ཞི་བྱེད་དྲུག་པ། | 500
| སྤྲ་བ། | 200
| དེད་དཔོན་བཞི་སྦྱོར། | 500
| གར་ནག་བདུན་པ། | 500
| གཡུ་དྲིལ་བཅུ་གསུམ། | 500
| ཡུག་ཤིང་བདུན་པ། | 500
| མཁྲིས་ལས་རྣམ་རྒྱལ། | 500
| འབའ་བསམ་ལྷ་ལུང་། | 500
| ད་ཏྲི་དགུ་པ། | 500
| བྱི་ཏང་༥པ། | 500
| འཆི་མེད་སྲིན་སེལ། | 500
| ཡུང་བ་བཞི་ཐང་། | 500
| ཟབ་ལག་བརྒྱད་པ། | 15 mg
| རུ་རྟ་ལྔ་པ། | 500
| དྭགས་སྨན་བཅོ་ལྔ། | 500
| ཏིལ་སྣུམ། | 500
| གར་ནག་བཅུ་པ། | 500
| རུ་རྟ་གཉིས་ཐང་། | 30
| མན་ངག་བསིལ་སྦྱོར། | 500
| རི་ཤོ་གཉིས་པ | 500
| འཇམ་བཤལ་དུར་བྱིད་བདུན་པ། | 500
| ཁྲག་འཁྲུག་ལྔ་པ། | 500
| དབང་པོ་ཀུན་སེལ། | 500
| བློན་པོ་གསུམ་སྦྱོར། | 60
| སྨུག་པོ་གཡུལ་རྒྱལ། | 500
| ཙན་དན་བརྒྱད་པ། | 500
| ཨ་གར་སོ་ལྔ་། | 500
| ཨ་ཤོག་ལྔ་པ། | 500
| ཅོང་ཞི་དྲུག་པ། | 500
| སྒོག་སྐྱ་སྨན་མར | 500
| འབམ་པོ་བདུན་པ། | 500
| རུ་རྟ་དྲུག་པ། | 500
| མཁན་སྐྱ་ལུམས། | 1000
| ཁྲག་ཚད་བཅུ་ཐང་། | 500
| རི་ཤོ་བདུན་པ། | 500
| སྐྱུ་རུ་ལྔ་པ། | 500
| དྭ་ལི་བཅུ་དྲུག། | 500
| འབྲས་བུ་གསུམ་ཐང་། | 500
| སྤོས་དཀར་བཅུ་པ། | 500
| འབྲས་ཡོས་གསུམ་ཐང། | 500
| སྤང་རྒྱན་བཅོ་ལྔ་། | 500
| མཚེ་ལྡུམ་བདུན་པ། | 500
| བདུད་རྩི་ཟུང་སྦྱོར། | 60
| རྟ་ཟི་རིལ་བུ། | 250
| གཡའ་ཀྱི་བདུན་པ། | 500
| ཨ་རུ་བཅུ་པ། | 500
| ཡ་སྨན་བྱུགས་པ། | 30
| ཛཱ་ཏི་བདུན་པ། | 500
| སེམས་བདེ་ལྔ་པ། | 500
| སྟར་བྱང་། | 500
| ལི་ཤི་ ༦ པ། | 500
| ཐང་ཆེན་ཉེར་ལྔ་། | 500
| སྟར་བུ་བཞི་པ། | 500
| སེང་ལྡེང་ལྔ་པ། | 500
| ཤུ་དག་བཞི་པ། | 500
| ཆུ་རྩི་ཉེར་ལྔ་། | 500
| ཨ་གར་བཅོ་ལྔ་། | 500
| རྒྱམ་ཚྭ་གསུམ་ཐང་། | 500
| ད་ལི་བཅོ་བརྒྱད། | 500
| བྲེ་ག་བཅུ་གསུམ། | 500
| གསེར་མདོག་ལྔ་པ། | 500
| གོ་ཡུ་ཉེར་བརྒྱད། | 500
| བསམ་འཕེལ་ནོར་བུ། | 500
| སྐྱེར་ཤུན་དྲུག་པ། | 500
| སེ་འབྲུ་དྭངས་གནས། | 500
| སེ་འབྲུ་ཉི་དཀྱིལ། | 500
| སྲོག་འཛིན་བཅུ་གཅིག། | 500
| གསེར་མདོག་བཅུ་གཅིག། | 500
| ཨ་གར་བརྒྱད་པ། | 500
| ཤིང་མངར་གསུམ་ཐང་། | 30
| མིག་སྨན་ཁནྡྲ | -
| ཤུག་འབྲུ་བདུན་པ། | 500
| རིན་ཆེན་བྱུར་དམར་ཉེར་ལྔ་། | 500
| ཀོ་ལ་བཅུ་གཅིག། | 500
| བདུད་རྩི་གསུམ་སྦྱོར། | 500
| གཙོ་བོ་བརྒྱད་པ། | 500
| འདྲེ་ཚེར་༦ པ། | 500
| སླེ་འཇམ། | 500
| ཟླ་ཤེལ་བདུད་རྩི་མ། | 500
| འཇམ་པོ་དྲུག་སྦྱོར། | 500
| ཡུང་ཕྱེ་གཉིས་པ། | 500
| པི་པི་ལིང་ཆིག་ཐང་། | 500
| གུར་གུམ་དྲུག་པ། | 500
| གུར་གུམ་བཅུ་གསུམ། | 500
| ནོར་བུ་བདུན་ཐང་། | 500
| ཁྱུང་ལྔ་རིལ་བུ། | 250
| འུ་སུ་ལྔ་པ། | 500
| ཞི་བྱེད་༡༡ | 500
| བྲག་ཞུན་དགུ་པ། | 500
| གཙོ་བོ་ཉེར་ལྔ་། | 500
| ཏིག་ཏ་བརྒྱད་པ། | 500
| མཛོ་མོ་དྲུག་ཐང་། | 500
| དྭ་རྩ་བཞི་པ། | 30